## Cover
Performance Assessment System PAS Project
STANDARDISED SERVICE LEVEL BENCHMARKS
TARGET MODEL
Urban Water Supply and Sanitation Services
Better information for better urban water and sanitation
CEPT University, Ahmedabad

## User guide
STANDARDISED SERVICE LEVEL BENCHMARKS
PERFORMANCE ASSESSMENT SYSTEM (PAS) PROJECT
TARGET MODEL
USER GUIDE | ULB TARGET | GUIDELINES
BRIEF DESCRIPTION OF THE MODEL
The Target Model assists urban local bodies (ULB) to set targets for all Service Level Benchmarking (SLB) indicators in water supply, wastewater and solid waste management. This is one of the conditions set by the Thirteenth Finance Commission for performance grants. The Model is based on a framework for Performance Improvement Planning. It estimates the service delivery outcome based on the past trends on each SLB indicator and ongoing capital investment projects, as well as identifies the physical and financial implications of its envisaged targets. It also estimates the O&M expenditure implications and shows the cost recovery in each sector.
PERFORMANCE IMPROVEMENT PLANNING |  | TARGET MODEL - INPUTS AND ANALYSIS
1. Performance Assessment and Target Setting
The Model provides trend analysis for all SLB indicators for previous four years, and trend based projections considering ongoing projects for next year. It also provides an analysis of past trends for sectoral situation such as quantity of water supplied, number of connections, etc. These trends enable the ULBs to assess feasible outputs for setting preliminary target for each indicator. |  | The Model requires inputting ongoing capital investment project details and then set preliminary target values for each SLB indicator for water supply, wastewater and solid waste management. Based on these preliminary targets, it calculates the cost recovery indicator for each sub-sector using the interlinked framework .
2. Integrated Action Planning
Setting targets on SLB indicators implies that the ULB has to carry out various actions. The Model provides details of physical outputs needed for these actions. It also captures inter-linkages among these actions and their impact on SLB indicators. Using the inputs provided, the Model estimates both the capital expenditure required as well as future O&M expenditure. |  | The Model requires the ULBs to provide block costs or total expenditure for each selected action. Various options to improve performance are listed in the section 'Guidelines' . ULBs need to review these actions and put appropriate costs for each action based on the prevailing rates in their city. For some actions, the ULB has to also provide the likely income and/or savings in current expenditure. In deciding the actions, ULBs need to take cognisance of the ongoing projects.
3. Financial Assessment
The Model provides an estimate of total financial requirements based on selected targets and related actions. The ULBs need to identify funds that can be mobilised through their own internal resources, grants and any other sources. Based on this, funding gap is identified. This enables the ULB to adjust their targets to ensure that no major funding gaps remain. |  | The Model provides computation of total expenditure required to achieve the proposed targets. The ULB must provide details of likely funds available through different sources.
DIAGNOSTICS AND CONSULTATION
PERFORMANCE IMPROVEMENT PLANNING
PERFORMNACE IMPROVEMENT PLAN
PERFORMANCE ASSESSMENT
INTEGRATED ACTION PLANNING
FINANCIAL ASSESSMENT
SCENARIOS FOR REVIEW
WATER SUPPLY
WASTE WATER
SOLID WASTE
TARGET MODEL

## ULB target
STANDARDISED SERVICE LEVEL BENCHMARKS
PERFORMANCE ASSESSMENT SYSTEM (PAS) PROJECT
TARGET MODEL
USER GUIDE |  |  | ULB TARGET |  |  |  |  | GUIDELINES
WATER SUPPLY |  |  | WASTEWATER |  |  | SOLID WASTE |  |  | SUMMARY
*FILL IN APPROPRITE VALUES FOR YOUR CITY IN ALL THE BLACK CELLS
CLASS: B |  | BASIC INFORMATION
|  | POPULATION |  | HOUSEHOLDS |  | SLUM POPULATION SHARE |  |  | AREA (sq. kms)
CITY: XYZ |  | 77778 |  | 17831 |  | 12.4% |  |  | 19.58
WATER SUPPLY
Key Performance Indicators (KPIs) and action areas | Ongoing Projects | 2009-10 | 2010-11 | 2011-12 | 2012-13 | Projected for 2013-14 | SET TARGET FOR 2013-14
Ongoing distribution network expansion project
No. of HHs served | 500
Project cost (Rs. in lakh) | 2
Coverage of individual water supply connections (%) |  | 85.2127 | 84.1021 | 85.6114 | 91.0717 | 91.0272 |  | 95 | TARGET
Number of households served with individual connections |  | 13784 | 14167 | 14857 | 16239 | 16739 |  | 17469.55
Additional number of households connected/required to achieve target |  |  | 383 | 690 | 1382 | 500 |  | 730.55
Income generated by increasing coverage (Rs. in lakh) | [5 empty] | 7.3055 |  | 1000 | Per connection charges paid by citizens (Rs./connection)
Source augmentation
Additional water withdrawal (MLD) | 0
If source of water is bulk purchase, then specify bulk water charge (Rs./kl) | 0
Project cost (Rs. in lakh) | 0
Per capita supply at consumer end (lpcd) |  | 115.6556 | 116.0841 | 137.8416 | 137.2496 | 133.1027 |  | 150 | TARGET
Water production requirement (MLD) |  | 13 | 13 | 14.79 | 14.79 | 14.79 |  | 16.6836
Residential water consumption including public taps |  | 8.274 | 8.502 | 10.4007 | 10.675 | 10.6714 |  | 12.0261
Additional water augmentation done/required to achieve target (MLD) |  |  | 0 | 1.79 | 0 | 0 |  | 1.8936
Carry out water audit and implement measures to reduce Non Revenue Water (NRW)
NRW reduction (%) | 0
Project cost (Rs. in lakh) | 0
NRW (%) |  | 33.1385 | 31.5308 | 26.4591 | 24.1379 | 24.1379 |  | 24 | TARGET
Total volume of water lost (MLD) |  | 4.308 | 4.099 | 3.9133 | 3.57 | 3.57 |  | 4.0041
Water saved by reducing NRW (MLD) |  |  | 0.209 | 0.1857 | 0.3433 | 0 |  | 0
Extent of functional metering of water supply connections (%) |  | na | na | na | na | na |  | 5 | TARGET
Number of water supply connections metered |  | na | na | na | na | na |  | 911
Additional number of connections metered/required to achieve target |  |  | na | na | na | na |  | 911
Expenditure to additionally meter water supply connections (Rs. in lakh) | [5 empty] | 45.55 |  | 5000 | Block cost for metering (Rs./meter)
Income generated by metering water supply connections (Rs. in lakh) | [5 empty] | 22.775 |  | 50% | % share of meter expenditure to be met by consumer
Implementation of 24x7 Water Supply System
Hours of water supply | 24
Benefitted population | 10000
Project cost (Rs. in lakh) | 4
Continuity of supply (Hours of supply in a day) |  | 1 | 1 | 1 | 1 | 3.8688 |  | 24.14 | TARGET
Days of supply in a month |  | 30 | 30 | 30 | 30 | 30 |  | 30 | TARGET
Efficiency in redressal of customer complaints (%) |  | 70 | 70 | 83.0409 | 85 | 85 |  | 100 | TARGET
Expenditure required to improve customer redressal complaints (Rs. in lakh) | [5 empty] | 0 |  | 0 | Expenses required to improve complaint redressal process (Rs. in lakh)
Note: If water supply is managed by city, then cost includes wastewater and solid waste management also.
Quality of water supplied (%) |  | 100 | 100 | 98.3661 | 84.5275 | 84.5275 |  | 100 | TARGET
Expenditure required to construct/improve lab facilities (Rs. in lakh) | [5 empty] | 0 |  | 0 | Expenses required to improve water quality (Rs. in lakh)
IMPACT ON :-O&M Cost recovery for water supply services (%) |  | 35.0621 | 54.4375 | 40.24 | 40.24 | 45.4352
Water supply revenue income (Rs. in lakh) |  | 100.26 | 98.9892 | 104.31 | 104.31 | 123.436
Water supply revenue expenditure (Rs. in lakh) |  | 285.95 | 181.84 | 259.22 | 259.22 | 271.6749
Revenue demand per connection (Rs./connection) | [5 empty] | 677.1778 |  | 10% | Planned % increase in revenue demand per HH per annum
Unit cost of electricity for water production (Rs./kl) |  | 3.5136 | 0 | 1.2126 | 1.2126 | 1.2126 |  | 0 | TARGET
Expenditure required to conduct and implement energy audit recommendations (Rs. in lakh) | [5 empty] | 1 |  | 1 | Expenses required to improve electrical equipments and others (Rs. in lakh)
(Increase)/Savings in energy expenditure (Rs. in lakh) | [5 empty] | 0
Efficiency in collection of current water supply related charges (%) |  | 54.4983 | 63.4312 | 70.2042 | 70.2042 | 70.2042 |  | 80 | TARGET
Revenue income generated with improved collection (Rs. in lakh) |  | 54.64 | 62.79 | 73.23 | 73.23 | 86.6572 |  | 98.7488
Expenditure required to improve collection efficiency (Rs. in lakh) | [7 empty] | 0 | Expenses required to improve collection efficiency (Rs. in lakh)
Note: If water supply is managed by city, then cost includes wastewater and solid waste management also.
Trend of capital expenditure spent on water supply (Rs. in lakh) |  | 72 | 4 | 347.29 | 347.29
Financial requirement assessment to achieve targets set for 2012-13 (Rs. in lakh) |  | Capital expenditure requirement |  | Income generated/ savings through improvement actions |  | Additional funds requirement |  | 10 | Grants expected (Rs. in lakh)
|  | 52.55 |  | 43.5077 |  | 0
WASTEWATER
KPIs and action areas | Ongoing Projects | 2009-10 | 2010-11 | 2011-12 | 2012-13 | Projected for 2013-14 | SET TARGET FOR 2013-14
Coverage of Toilets (%) |  | 98.6473 | 98.6848 | 90.8093 | 90.4028 | 87.9926 |  | 89 | TARGET
Number of properties with access to toilets |  | 25670 | 26412 | 25235 | 25810 | 25810 |  | 26105.48
Additional properties served/required with toilet facilities to achieve target |  |  | 742 | 0 | 575 | 0 |  | 295.48
% of toilet facilities met by individual toilets per properties |  | 100% | 100% | 99.11% | 100% | 50% |  | 50% | % of toilet facilities to be met by individual toilets
Expenditure required to construct new individual toilet facilities (Rs. in lakh) | [5 empty] | 14.774 |  | 10000 | Block cost to construct one individual toilet (Rs.)
Beneficiary contribution for toilet construction (Rs. in lakh) | [5 empty] | 7.387 |  | 50% | Beneficiary contribution for toilet construction (%)
Expenditure required to construct new community toilet facilities (Rs. in lakh) | [5 empty] | 5 |  | 25000 | Block cost to construct one community toilet seat (Rs.)
Ongoing expansion of sewerage network
No. of households (HH) served | 1000
Project cost (Rs. in lakh) | 4
Coverage of wastewater network services (%) |  | 26.9618 | 26.2143 | 26.0103 | 50.5009 | 52.5638 |  | 53 | TARGET
Properties with sewer connections |  | 7016 | 7016 | 7228 | 14418 | 15418 |  | 15545.96
Additional connection given/required for achieving target |  |  | 0 | 212 | 7190 | 1000 |  | 127.96
Income generated by increasing coverage (Rs. in lakh) | [5 empty] | 22.5592 |  | 2000 | Per connection charges paid by citizens (Rs.)
Construction/augmentation of STPs
MLD - Installed capacity | 10
MLD - Wastewater received | 4
Project cost (Rs. in lakh) | 4
Collection efficiency of wastewater networks (%) |  | 3.2239 | 3.1488 | 4.0221 | na | 39.6633 |  | 100 | TARGET
Volume of wastewater collected at treatment plant (MLD) |  | 0.225 | 0.225 | 0.35 | NA | 4 |  | 10.0849
Additional augmentation of sewerage network done/required to collect sewage (MLD) |  |  | 0 | 0.125 | na | na |  | 6.0849
Adequacy of wastewater treatment capacity (%) |  | na | na | na | na | 99.1583 |  | 100 | TARGET
Installed capacity of secondary treatment facilities |  | NA | NA | NA | NA | 10 |  | 10.0849
Additional augmentation of STP done/required to achieve target (MLD) |  |  | NA | NA | NA | NA |  | 0.08488
Construction/augmentation of tertiary treatment plant for reuse/recycling of wastewater
MLD - Installed capacity | 10
MLD - Reuse and recycle | 5
Project cost (Rs. in lakh) | 4
Extent of reuse and recycle of wastewater (%) |  | na | na | na | na | 125 |  | 100 | TARGET
Volume of wastewater reused or recycled (MLD) |  | NA | NA | NA | NA | 5 |  | NA
Additional augmentation/installation of reuse or recycle facilities (MLD) |  |  | NA | NA | NA | NA |  | NA
Quality of sewage treatment (%) |  | na | na | na | na | na |  | 0 | TARGET
Expenditure required to improve quality of sewage treated (Rs. in lakh) | [5 empty] | 0 |  | 0 | Block cost to improve treatment quality (Rs. in lakh)
Efficiency in redressal of customer complaints (%) |  | 100 | 100 | 93.4426 | 94.5338 | 94.5338 |  | 100 | TARGET
Expenditure required to improve customer redressal complaints (Rs. in lakh) | [5 empty] | 1 |  | 1 | Expenses required to improve complaint redressal process (Rs. in lakh)
Note: In case where water supply is not managed by city, cost should also be covered for solid waste management, otherwise cost is included in water supply
IMPACT ON :- O&M Cost recovery for wastewater services (%) |  | 38.3597 | 66 | 63.747 | 63.747 | 63.747
Wastewater revenue income (Rs. in lakh) |  | 14.78 | 15.51 | 15.72 | 15.72 | 16.9498
Wastewater revenue expenditure (Rs. in lakh) |  | 38.53 | 23.5 | 24.66 | 24.66 | 26.5892
Revenue demand per connection or per toilet (Rs./connection) | [5 empty] | 109.0304 |  | 0% | Planned % increase in revenue demand per household per annum
Efficiency in collection of wastewater related charges (%) |  | 56.0893 | 65.2482 | 74.0458 | 74.0458 | 74.0458 |  | 80 | TARGET
Revenue income generated with improved collection (Rs. in lakh) |  | 8.29 | 10.12 | 11.64 | 11.64 | 12.5506 |  | 13.5599
Expenditure required to improve collection efficiency (Rs. in lakh) | [5 empty] | 0 |  | 0 | Expenses required to improve collection efficiency (Rs. in lakh)
Note: In case where water supply is not managed by city, cost should also be covered for solid waste management, otherwise cost is included in water supply
Trend of capital expenditure spent on wastewater (Rs. in lakh) |  | 33 | ND | 11.61 | 11.61
Financial requirement assessment to achieve targets set for 2012-13 (Rs. in lakh) |  | Capital expenditure requirement |  | Income generated/ savings through improvement actions |  | Additional funds requirement |  | 10 | Grants expected in 2012-13 (Rs. in lakh)
|  | 27.774 |  | 30.8568 |  | 0
SOLID WASTE MANAGEMENT
KPIs and action areas | Ongoing Projects | 2009-10 | 2010-11 | 2011-12 | 2012-13 | Projected for 2013-14 | SET TARGET FOR 2013-14
Household level coverage of solid waste management services (%) |  | 92.5889 | 91.1904 | 93.2089 | 99.7304 | 96.9056 |  | 97 | TARGET
Total number of households and establishments covered by door to door collection |  | 15629 | 16003 | 23580 | 25899 | 25899 |  | 25924.22
Additional households and establishments required to achieve target |  |  | 374 | 7577 | 2319 | 0 |  | 25.22
Expenditure required per HH/establishment to increase coverage (Rs. in lakh) | [5 empty] | 0.021185 |  | 84 | Block Cost per HH/Establishment to increase coverage (Rs.)
Efficiency of collection of municipal solid waste (%) |  | 95.2222 | 95.2222 | 94.7368 | 94.7368 | 94.8312 |  | 95 | TARGET
Total waste received at processing/disposal facility and recycled (MT/Month) |  | 428.5 | 428.5 | 540 | 540 | 540.5379 |  | 541.5
Additional waste that needs to be collected to achieving target (MT/Month) |  |  | 0 | 111.5 | 0 | 0.53788 |  | 0.96212
Expenditure required to collect waste (Rs. in lakh) | [5 empty] | 13 |  | 13 | Expenses required to collect additional waste (Rs. in lakh)
Extent of segregation of municipal solid waste (%) |  | 0.11682 | 0.11682 | 0 | 0 | 0 |  | 0 | TARGET
Quantity of waste taken away by recyclers from intermediate points (MT/Month) |  | 0.5 | 0.5 | 0 | 0 | 0 |  | 0
Quantity of waste arriving at processing/disposal facility in segregated manner (MT/Month) |  | 0 | 0 | 0 | 0 | 0 |  | 0
Additional waste that needs to be collected in segregated manner to achieve target (MT/Month) |  |  | 0 | 0 | 0 | 0 |  | 0
Number of HHs/commercial establishment that will segregating waste | [7 empty] | 0
Expenditure required for segregation at source and during transportation | [5 empty] | 0 |  | 100 | Cost to increase segregation of waste at household level and during transportation (Rs./HH)
Installation of reused/recycled facility
Installed capacity (MT/month) | 10
Waste input (MT/month) | 5
Project cost (Rs. in lakh) | 4
Extent of municipal solid waste processed and recycled (%) |  | 0.11669 | 0.11669 | na | 11.1111 | 12.0037 |  | 50 | TARGET
Total Waste Processed in the ULB (MT/Month) |  | 0.5 | 0.5 | na | 60 | 65 |  | 270.75
Additional augmentation/installation of reuse or recycle facilities (MT/Month) |  |  | 0 | NA | NA | 5 |  | 205.75
Construction of scientific landfill site
Installed capacity (MT/month) | 10
Waste input (MT/month) | 100
Project cost (Rs. in lakh) | 4
Extent of scientific disposal of municipal solid waste (%) |  | na | na | na | na | 36.9344 |  | 50 | TARGET
Quantity of waste disposed in compliant landfill sites (MT/Month) |  | NA | NA | NA | NA | 100 |  | 135.375
Additional augmentation/installation of Sanitary landfill site (MT) |  |  | NA | NA | NA | NA |  | 35.375
Efficiency in redressal of customer complaints (%) |  | 100 | 100 | 81.1159 | 90.0826 | 90.0826 |  | 100 | TARGET
Note: Expenses for improving complaint redressal for solid waste management is included in water supply.
IMPACT ON :- O&M Cost recovery for solid waste management (%) |  | 44.5303 | 36.8872 | 24.0893 | 24.0893 | 26.4506
Solid waste management revenue income (Rs. in lakh) |  | 33.99 | 34.46 | 36.04 | 36.04 | 39.6826
Solid waste management revenue expenditure (Rs. in lakh) |  | 76.33 | 93.42 | 149.61 | 149.61 | 150.0256
Revenue demand per household (Rs./HH) | [5 empty] | 153.0715 |  | 10% | Planned % increase in revenue demand per household per annum
Efficiency in collection of solid waste management related charges (%) |  | 53.3098 | 86.8543 | 70.0333 | 70.0333 | 70.0333 |  | 60 | TARGET
Revenue income generated with improved collection (Rs. in lakh) |  | 18.12 | 29.93 | 25.24 | 25.24 | 27.791
Note: Expenses for improving collection efficiency for solid waste management is included in water supply.
Trend of capital expenditure spent on solid waste (Rs. in lakh) |  | 1 | ND | 9.9 | 9.9
Financial requirement assessment to achieve targets set for 2012-13 (Rs. in lakh) |  | Capital expenditure requirement |  | Income generated/ savings through improvement actions |  | Additional funds requirement |  | 10 | Grants expected in 2012-13 (Rs. in lakh)
|  | 21.0212 |  | 2.551 |  | 8.4701
SUMMARY OF FINANCIAL ASSESSMENT
FINANCIAL ASSESSMENT |  | 2009-10 | 2010-11 | 2011-12 | 2012-13 | 2013-14 with project | SET TARGET FOR 2013-14
WATER SUPPLY
Trend of capital expenditure spent on water supply (Rs. in lakh) |  | 72 | 4 | 347.29 | 347.29
Financial requirement assessment to achieve targets set for 2012-13 (Rs. in lakh) |  | Capital expenditure requirement |  | Income generated/ savings through improvement actions |  | Additional funds requirement |  | 10 | Grants expected in 2012-13 (Rs. in lakh)
|  | 52.55 |  | 43.5077 |  | 0
WASTEWATER
Trend of capital expenditure spent on wastewater (Rs. in lakh) |  | 33 | ND | 11.61 | 11.61
Financial requirement assessment to achieve targets set for 2012-13 (Rs. in lakh) |  | Capital expenditure requirement |  | Income generated/savings through improvement actions |  | Additional funds requirement |  | 10 | Grants expected in 2012-13 (Rs. in lakh)
|  | 27.774 |  | 30.8568 |  | 0
SOLID WASTE MANAGEMENT
Trend of capital expenditure spent on solid waste (Rs. in lakh) |  | 1 | ND | 9.9 | 9.9
Financial requirement assessment to achieve targets set for 2012-13 (Rs. in lakh) |  | Capital expenditure requirement |  | Income generated/savings through improvement actions |  | Additional funds requirement |  | 10 | Grants expected in 2012-13 (Rs. in lakh)
|  | 21.0212 |  | 2.551 |  | 8.4701

## General Info (hidden)
PERFORMANCE ASSESSMENT SYSTEM (PAS) PROJECT
GENERAL INFORMATION
S.No | Description of data elements | Unit | FY 2008-2009 | FY 2009-2010 | FY 2010-2011 | FY 2011-2012 | FY 2012-2013
Demographics
1 | Population (Census 2001) | Persons | 56240 | 56240 | 73240 | 73240 | 73240
2 | Decadal Growth Rate of the City | % |  | NA | 22.01 | NA | NA
3 | Population (Present Year) | Persons | 69840 | 71540 | 73240 | 75454 | 77778
4 | Number of Households (Census 2001) | Number | 11037 | 11037 | 16845 | 16845 | 16845
5 | Number of Households (Present Year) | Number | 15529 | 16176 | 16845 | 17354 | 17831 | Growth rate | 0.0308
6 | Family Size (Census 2001) | Persons | 5.0956 | 5.1 | 5.46 | 5.46 | 5.46 | Projected population | 80174
7 | Family Size (Present Year) | Persons | 4.4974 | 4.79 | 4.79 | 4.35 | 4.36 | Projected HHs | 18389
8 | Number of Slums (2001) | Number |  | ND | ND | 8 | 8
9 | Number of Slums (Present Year) | Number | 2500 | 9 | 8 | 8 | 8
10 | Number of Slum Households (2001) | Number |  | ND | ND | 1571 | 1571
11 | Number of Slum Households (Present Year) | Number | 2500 | 1604 | 1571 | 1571 | 1608
12 | Number of Properties (2001) | Number |  | ND | 26764 | 26764 | 26764
13 | Number of Properties (Present Year) | Number | 17362 | 26022 | 26764 | 27789 | 28550 | Projected properties | 29332
14 | Number of Election Wards (2001) | Number |  | ND | 12 | 12 | 12
15 | Number of Election Wards (Present Year) | Number |  | 12 | 12 | 12 | 12
16 | Town/City Area (Census 2001) | sq.km | 19.58 | 19.58 | 19.58 | 19.58 | 19.58
17 | Present Town/City Area | sq.km | 19.58 | 25 | 25 | 19.58 | 19.58
18 | Population Density (Present Year) | Number |  | 2858 | 2930 | 3822 | 3972
19 | Number of Commercial and other establishments (offices, institutions, markets), Hotels and Restaurants (Year 2001) | Number |  | ND | 704 | 704 | 704
20 | Number of Commercial and other establishments (offices, institutions, markets,Hotels and Restaurants)(Present Year) | Number | 7266 | 704 | 704 | 7944 | 8138 | Projected commercial establishment | 8337
Service Provider Details - Water Supply
21 | Name of Town/City
22 | Name of the Department/Unit
23 | Name of the Head of Department/Unit
24 | Designation of the Department Head
25 | Address
26 | Telephone Number
27 | Mobile Number
28 | Fax Number
29 | Email
30 | Website
31 | Name of the Contact Person
32 | Designation of the contact person
33 | Address
34 | Telephone Number
35 | Mobile Number
36 | Fax Number
37 | Email
38 | Website
Service Provider Details - Sewerage and Drainage
39 | Name of Town/ City
40 | Name of the Department/Unit
41 | Name of the Head of Department/Unit
42 | Designation of the Department Head
43 | Address
44 | Telephone Number
45 | Mobile Number
46 | Fax Number
47 | Email
48 | Website
49 | Name of the Contact Person
50 | Designation of the contact person
51 | Address
52 | Telephone Number
53 | Mobile Number
54 | Fax Number
55 | Email ID
56 | Website
Service Provider Details - Solid Waste Management
57 | Name of Town/Utility
58 | Name of the Head of the Department
59 | Designation of the Head of the Department
60 | Address
61 | Telephone Number
62 | Mobile Number
63 | Fax Number
64 | Email ID
65 | Website
66 | Name of the Contact Person
67 | Designation of the Contact Person
68 | Address
69 | Telephone Number
70 | Mobile Number
71 | Fax Number
72 | Email ID
73 | Website
Service Provider Details - Slums
Name of Town/Utility
Name of the Contact Person for Information related to slums
Designation
Address
Telephone Number
Mobile Number
Fax Number
Email
Website

## water (hidden)
PERFORMANCE ASSESSMENT SYSTEM (PAS) PROJECT
WATER SUPPLY
S.No | Description of data elements | Unit | FY 2008-2009 | FY 2009-2010 | FY 2010-2011 | FY 2011-2012 | FY 2012-2013
| COVERAGE OF WATER SUPPLY CONNECTIONS | % | 88.2993 | 85.2127 | 84.1021 | 85.6114 | 91.0717
Water Service Coverage - Number of Connections
1 | Domestic Connections (Metered Functional) | Number | 0 | NA | NA | NA | NA
2 | Domestic Connections (Metered Non-Functional) | Number | 0 | NA | NA | NA | NA
3 | Domestic Connections (Unmetered) | Number | 13712 | 13784 | 14167 | 14857 | 16239
4 | Domestic connections (Total) | Number | 13712 | 13784 | 14167 | 14857 | 16239
5 | Bulk supply Apartments (Metered Functional) | Number |  | NA | NA | NA | NA
6 | Bulk supply Apartments (Metered Non-Functional) | Number |  | NA | NA | NA | NA
7 | Bulk supply Apartments (Unmetered) | Number |  | NA | NA | NA | NA
8 | Bulk supply Apartments (Total) | Number | 0 | 0 | 0 | 0 | 0
9 | Bulk supply Layouts/Societies (Metered Functional) | Number |  | NA | NA | NA | na
10 | Bulk supply Layouts/Societies (Metered Non-Functional) | Number |  | NA | NA | NA | NA
11 | Bulk supply Layouts/societies (Unmetered) | Number |  | NA | NA | NA | NA
12 | Bulk supply Layouts/Societies (Total) | Number | 0 | 0 | 0 | 0 | 0
13 | Others - Specify (Metered Funtional) | Number |  | NA | NA | NA | NA
14 | Others - Specify (Metered Non-Functional) | Number |  | NA | NA | NA | NA
15 | Others - Specify (Unmetered) | Number |  | NA | NA | NA | NA
16 | Others - Specify (Total) | Number | 0 | 0 | 0 | 0 | 0 | 0
17 | Total Number of Water Supply Connections - Residential | Number | 13712 | 13784 | 14167 | 14857 | 16239 | 17470
| Water Service Coverage - Households Served | Unit | FY 2008-2009 | FY 2009-2010 | FY 2010-2011 | FY 2011-2012 | FY 2012-2013
18 | Households served by Domestic Connections | Number | 13712 | 13784 | 14167 | 14857 | 16239 | 1 | 1 | 17470
19 | Households served by Bulk supply - Apartments | Number |  | NA | NA | NA | NA | 0 | 0 | 0
20 | Households served by Bulk supply - Layouts/Societies | Number |  | NA | NA | NA | na | 0 | 0 | 0
21 | Total Households served with Water Supply | Number | 13712 | 13784 | 14167 | 14857 | 16239 |  |  | 17470
| *Households served by own sources such as wells, handpumps shall not be included | [8 empty] | 0.075805
| PER CAPITA SUPPLY OF WATER | LPCD | 98.2245 | 115.6556 | 116.0841 | 137.8416 | 137.2496
| Water Production Capacity | Unit | FY 2008-2009 | FY 2009-2010 | FY 2010-2011 | FY 2011-2012 | FY 2012-2013
22 | Installed Capacity of Treatment Plants for Surface Water Sources | MLD | 0 | NA | NA | NA | NA
23 | Volume of water produced through Surface Water Sources | MLD | 0 | NA | NA | NA | NA
24 | Installed Capacity of Treatment Plants for Ground Water Sources | MLD |  | NA | NA | NA | NA
25 | Volume of water produced through Ground water (power pumps) | MLD | 0 | NA | NA | NA | NA
26 | Volume of water produced through any Other Sources | MLD | 11.6 | 13 | 13 | 14.79 | 14.79
27 | Total Installed Capacity | MLD | 0 | 0 | 0 | 0 | 0
28 | Total Volume of water produced | MLD | 11.6 | 13 | 13 | 14.79 | 14.79
| Water Consumption | Unit | FY 2008-2009 | FY 2009-2010 | FY 2010-2011 | FY 2011-2012 | FY 2012-2013
29 | Volume of water billed from Domestic Connections | MLD | 6.86 | 8.27 | 8.5 | 10.4 | 10.66 | 10.66 | 0.95009
30 | Volume of water billed from Bulk supply Apartments | MLD |  | NA | NA | NA | NA | 0 | 0
31 | Volume of water billed from Bulk supply Layouts/Societies | MLD |  | NA | NA | NA | NA | 0 | 0
32 | Volume of water billed from Non domestic Connections | MLD | 0 | 0.42 | 0.4 | 0.4767 | 0.56 | 0.56 | 0.049911
33 | Volume of water billed from Public taps | MLD |  | 0.002 | 0.001 | NA | NA | 0 | 0
34 | Volume of water billed from any other sources | MLD |  | NA | NA | NA | NA | 0 | 0
35 | Total Volume of water billed | MLD | 6.86 | 8.692 | 8.901 | 10.8767 | 11.22 | 11.22
36 | Total Volume of water unbilled (free supplies to Public taps) | MLD |  | 0.002 | 0.001 | 0.0007 | 0.015 | 0.011379 | 0.00076939
37 | Total Volume of water unbilled (free connections eg. Religious institutions etc) | MLD |  | 0.015 | 0.015 | NA | 0.02
11.2314
| EXTENT OF NON REVENUE WATER (NRW) | % | 40.8621 | 33.1385 | 31.5308 | 26.4591 | 24.1379
38 | Total Volume of Water Produced | MLD | 11.6 | 13 | 13 | 14.79 | 14.79
39 | Total Volume of Water Billed | MLD | 6.86 | 8.692 | 8.901 | 10.8767 | 11.22
| EXTENT OF METERING OF WATER SUPPLY CONNECTIONS | % | 0 | na | na | na | na
40 | Non domestic incl. commercial/Indus/Instl. (Metered Functional) | Number | 0 | NA | NA | NA | NA
41 | Non domestic incl. commercial/Indus/Instl. (Metered Non-Functional) | Number | 0 | NA | NA | NA | NA
42 | Non domestic incl. commercial/Indus/Instl. (Unmetered) | Number | 695 | 704 | 679 | 681 | 690
43 | Non domestic incl. commercial/Indus/Instl. (Total) | Number | 695 | 704 | 679 | 681 | 690 | 742
44 | Public taps (Metered Functional) | Number | 0 | NA | NA | NA | NA
45 | Public taps (Metered Non-Functional) | Number | 0 | NA | NA | NA | NA
46 | Public taps (Unmetered) | Number | 4 | 2 | 1 | 1 | 15
47 | Public Taps (Total) | Number | 4 | 2 | 1 | 1 | 15 | 16
48 | Total number of metered and functional connections (domestic, bulk supply, others) | Number | 0 | na | na | na | na
49 | Total number of Water Supply Connections | Number | 14411 | 14490 | 14847 | 15539 | 16944 | 18228
| CONTINUITY OF WATER SUPPLY | Hours per Day | 1 | 1 | 1 | 1 | 1
| Water Supply Frequency | Unit | FY 2008-2009 | FY 2009-2010 | FY 2010-2011 | FY 2011-2012 | FY 2012-2013
50 | Days of supply per month | Number | 30 | 30 | 30 | 30 | 30
51 | Average duration of each supply | Hours | 1 | 1 | 1 | 1 | 1
| EFFECIENCY OF REDRESSAL OF COMPLAINTS | % | 100 | 70 | 70 | 83.0409 | 85
| Consumer Services | Unit | FY 2008-2009 | FY 2009-2010 | FY 2010-2011 | FY 2011-2012 | FY 2012-2013
52 | Complaints received during the year | Number | 288 | 120 | 90 | 342 | 380
53 | Complaints resolved within 24 hours during the year | Number | 288 | 84 | 63 | 284 | 323
| QUALITY OF WATER SUPPLIED |  | 100 | 100 | 100 | 98.3661 | 84.5275
| Treated Water Quality Surveilance | Unit | FY 2008-2009 | FY 2009-2010 | FY 2010-2011 | FY 2011-2012 | FY 2012-2013
54 | Residual Chlorine - No. of Samples taken at the source/outlet of Water Treatment Plant (in a year) | Number | 0 | 0 | 0 | 0 | 0
55 | Residual Chlorine - No. of Samples taken at intermediate points (in a year) | Number | 156 | 0 | 0 | 1890 | 9360
56 | Residual Chlorine - No. of Samples taken at consumer end (in a year) | Number | 0 | 2064 | 1548 | 1350 | 9360
57 | Total Samples taken for Residual Chlorine tests (if location wise samples are not available) | Number |  | 0 | 0 | 0 | 4680
58 | Total Samples taken for Residual Chlorine tests | Number | 156 | 2064 | 1548 | 3240 | 18720
59 | Number of Samples Passed | Number | 156 | 2064 | 1548 | 3186 | 15825
60 | Physical/Chemical - No. of Samples taken at the source/outlet of Water Treatment Plant (in a year) | Number | 0 | 0 | 0 | 0 | 0
61 | Physical/Chemical - No. of Samples taken at intermediate points (in a year) | Number | 12 | 0 | 0 | 0 | 0
62 | Physical/Chemical - No. of Samples taken at consumer end (in a year) | Number | 0 | 0 | 0 | 0 | 0
63 | Total Samples taken for Physical/Chemical tests (if location wise samples are not available) | Number |  | 0 | 0 | 0 | 0
64 | Total Samples taken for Physical and Chemical tests | Number | 12 | 0 | 0 | 0 | 0
65 | Number of Samples Passed | Number | 12 | 0 | 0 | 0 | 0
66 | Bacteriological - No. of Samples taken at the source/outlet of Water Treatment Plant (in a year) | Number | 0 | 0 | 0 | 0 | 0
67 | Bacteriological - No. of Samples taken at intermediate points (in a year) | Number | 12 | 0 | 0 | 0 | 0
68 | Bacteriological - No. of Samples taken at consumer end (in a year) | Number | 0 | 0 | 0 | 65 | 10
69 | Total Samples taken for Bacteriological tests (if location wise samples are not available) | Number |  | 30 | 21 | 0 | 0
70 | Total Samples taken for Bacteriological tests | Number | 12 | 30 | 21 | 65 | 10
71 | Number of Samples Passed | Number | 12 | 30 | 21 | 65 | 7
72 | Total Number of Samples taken for all types of tests | Number | 180 | 2094 | 1569 | 3305 | 18730
73 | Total Tests Passed | Number | 180 | 2094 | 1569 | 3251 | 15832
| COST RECOVERY IN WATER SUPPLY SERVICES | % | 25.6287 | 35.0621 | 54.4375 | 40.24 | 40.24
| Financial Information - Operating Expenses | Unit | FY 2008-2009 | FY 2009-2010 | FY 2010-2011 | FY 2011-2012 | FY 2012-2013
73 | Regular Staff and administration | Rs. Lakhs | 7.22 | 2.36 | 0 | 1.62 | 1.62
74 | Outsourced/Contract Staff Costs | Rs. Lakhs |  | 2.77 | 0 | 13.3 | 13.3 | 0.057557
75 | Electricity Charges/Fuel Costs | Rs. Lakhs | 89.15 | 166.72 | 0 | 65.46 | 65.46
76 | Chemical Costs | Rs. Lakhs |  | 5.04 | 0 | 3.08 | 3.08 | 0.20825
77 | Repairs/Maintenance Costs | Rs. Lakhs | 16.62 | 23.13 | 0 | 22.59 | 22.59 | 1.5274
78 | Bulk (Raw/Treated) Water Charges | Rs. Lakhs | 0 | 85.3 | 0 | 151.7 | 151.7
79 | Other Costs | Rs. Lakhs | 57.21 | 0.63 | 181.84 | 1.47 | 1.47 | 0.0056709
80 | Total Operating Expenditure | Rs. Lakhs | 170.2 | 285.95 | 181.84 | 259.22 | 259.22
| Financial Information - Operating Revenues | Unit | FY 2008-2009 | FY 2009-2010 | FY 2010-2011 | FY 2011-2012 | FY 2012-2013
81 | Arrears at the beginning of previous year (2009-10) | Rs. Lakhs | 57.11 | 47.69 | 72.81 | 82.11 | 82.11
82 | Revenue demand from user charges | Rs. Lakhs | 0 | 100.26 | 98.9892 | 104.31 | 104.31
83 | Revenue demand from tax/cess - Water Service only | Rs. Lakhs | 43.62 | 0 | 0 | 0 | 0
84 | Revenue demand from other revenues (eg. connection costs/Donations etc) | Rs. Lakhs | 0 | 0 | 0 | 0 | 0
85 | Total Revenue Demand for previous year | Rs. Lakhs | 43.62 | 100.26 | 98.9892 | 104.31 | 104.31 | 0.0061562
| COLLECTION EFFICIENCY OF WATER SUPPLY RELATED CHARGES | % | 44.7501 | 54.4983 | 63.4312 | 70.2042 | 70.2042
|  | Unit | FY 2008-2009 | FY 2009-2010 | FY 2010-2011 | FY 2011-2012 | FY 2012-2013
86 | Total Revenue Demand for previous year (from user charges, taxes etc) | Rs. Lakhs | 43.62 | 100.26 | 98.9892 | 104.31 | 104.31
87 | Collection against arrears (2009-10) | Rs. Lakhs | 12.43 | 20.5 | 33.6604 | 20.5 | 20.5
88 | Collection against the current demand of previous year (2009-10) | Rs. Lakhs | 19.52 | 54.64 | 62.79 | 73.23 | 73.23
Additional Information
| Staff Information | Unit | FY 2008-2009 | FY 2009-2010 | FY 2010-2011 | FY 2011-2012 | FY 2012-2013
89 | Senior Management (Sanctioned) | Number |  | 0 | 0 | 0 | 0
90 | Senior Management (Working) | Number |  | 0 | 0 | 0 | 0
91 | Engineers (Sanctioned) | Number |  | 1 | 1 | 1 | 1
92 | Engineers (Working) | Number |  | 1 | 1 | 1 | 1
93 | Clerks/Accountants (Sanctioned) | Number |  | 1 | 1 | 1 | 0
94 | Clerks/Accountants (Working) | Number |  | 1 | 1 | 1 | 0
95 | Work Inspectors/Meter Readers (Sanctioned) | Number |  | 0 | 0 | 0 | 0
96 | Work Inspectors/Meter Readers (Working) | Number |  | 0 | 0 | 0 | 0
97 | Electricians/Fitters (Sanctioned) | Number |  | 0 | 0 | 11 | 11
98 | Electricians/Fitters (Working) | Number |  | 0 | 0 | 11 | 0
99 | Lines men/plumbers (Sanctioned) | Number |  | 1 | 1 | 0 | 1
100 | Lines men/plumbers (Working) | Number |  | 3 | 3 | 0 | 2
101 | Labourers (Sanctioned) | Number |  | 0 | 0 | 6 | 0
102 | Labourers (Working) | Number |  | 5 | 5 | 6 | 8
103 | Total (Sanctioned) | Number | 0 | 3 | 3 | 19 | 13
104 | Total (Working) | Number | 0 | 10 | 10 | 19 | 11
Connection Costs for Water Connections
105 | Residential - General | Rs |  | 600 | 600 | 600 | 600
106 | Residential - Urban Poor | Rs |  | 600 | 600 | 600 | 600
107 | Institutional | Rs |  | 600 | 600 | 600 | 600
108 | Commercial | Rs |  | 600 | 600 | 600 | 600
109 | Industrial | Rs |  | 600 | 600 | 600 | 600
Water Tariff Structure - Flat Rate Tariff
110 | Residential - General | Rs./Month |  | 50 | 50 | 50 | 50
111 | Residential - Urban Poor | Rs./Month |  | 50 | 50 | 50 | 50
112 | Institutional | Rs./Month |  | 83.33 | 83.33 | 83.33 | 83.33
113 | Commercial | Rs./Month |  | 250 | 250 | 250 | 250
114 | Industrial | Rs./Month |  | 125 | 125 | 125 | 125
Water Tariff Structure - Volumetric Tariff
115 | Residential - General | Rs./KL |  | NA | NA | NA | NA
116 | Residential - Urban Poor | Rs./KL |  | NA | NA | NA | NA
117 | Institutional | Rs./KL |  | NA | NA | NA | NA
118 | Commercial | Rs./KL |  | NA | NA | NA | NA
119 | Industrial | Rs./KL |  | NA | NA | NA | NA
S.No | WATER SUPPLY INDICATOR VALUES | Unit | FY 2008-2009 | FY 2009-2010 | FY 2010-2011 | FY 2011-2012 | FY 2012-2013
1 | Coverage of water supply connections | % | 88.2993 | 85.2127 | 84.1021 | 85.6114 | 91.0717
2 | Per capita available of water at consumer end | Lpcd | 98.2245 | 115.6556 | 116.0841 | 137.8416 | 137.2496
3 | Extent of metering of water connections | % | 0 | na | na | na | na
4 | Extent of Non Revenue Water | % | 40.8621 | 33.1385 | 31.5308 | 26.4591 | 24.1379
5 | Continuity of water supply | Hours/Day | 1 | 1 | 1 | 1 | 1
6 | Efficiency in redressal of customer complaints | % | 100 | 70 | 70 | 83.0409 | 85
7 | Quality of water supplied | % | 100 | 100 | 100 | 98.3661 | 84.5275
8 | Cost recovery in water supply services | % | 25.6287 | 35.0621 | 54.4375 | 40.24 | 40.24
9 | Efficieny in collection of water supply related charges | % | 44.7501 | 54.4983 | 63.4312 | 70.2042 | 70.2042
S.No | WATER SUPPLY RELIABILITY GRADES |  | FY 2008-2009 | FY 2009-2010 | FY 2010-2011 | FY 2011-2012 | FY 2012-2013
Indicator
1 | Coverage of water supply connections |  |  | #REF! | #REF! | #REF! | #REF!
2 | Per capita available of water at consumer end |  |  | #REF! | #REF! | #REF! | #REF!
3 | Extent of metering of water connections |  |  | #REF! | #REF! | #REF! | #REF!
4 | Extent of Non Revenue Water |  |  | #REF! | #REF! | #REF! | #REF!
5 | Continuity of water supply |  |  | #REF! | #REF! | #REF! | #REF!
6 | Efficiency in redressal of customer complaints |  |  | #REF! | #REF! | #REF! | #REF!
7 | Quality of water supplied |  |  | #REF! | #REF! | #REF! | #REF!
8 | Cost recovery in water supply services |  |  | #REF! | #REF! | #REF! | #REF!
9 | Efficieny in collection of water supply related charges |  |  | #REF! | #REF! | #REF! | #REF!
S.No | Local Action Indicators | Unit | FY 2008-2009 | FY 2009-2010 | FY 2010-2011 | FY 2011-2012 | FY 2012-2013
1 | % of population with access to improved water services | % | 89.0152 | #VALUE! | #VALUE! | #VALUE! | #VALUE!
2 | Coverage of distribution network | % | 100 | 78.32 | 78.32 | 100 | 97.0378
3 | Drive for identifying and regularizing illegal connections taken up | Y/N | 0 | YES | YES | YES | YES
4 | % illegal connections | % | 10.4087 | 2.7605 | 2.6941 | 2.4262 | 1.8355
5 | % of identified illegal connections that are regularized | % | 0 | nd | nd | nd | 8.25
6 | Percentage of estimated water demand over next 3 years to available supply from all current sources and immediate plans to augment through ongoing projects | % | 0 | #VALUE! | #VALUE! | 0 | 0
7 | Regular annual assessment of available sources | Y/N | 0 | NO | NO | NO | YES
8 | Reused supply water | % | 0 | na | na | na | na
9 | Per capita supply of water | % | 166.0939 | 181.7165 | 177.4986 | 196.0135 | 190.1566
10 | Average pressure at WDS | meters | 0 | 16 | 16 | nd | nd
11 | Average pressure at consumer end | meters | 0 | 1.5 | nd | 0.5 | 0.5
12 | Days of supply | days | 30 | 30 | 30 | 30 | 30
13 | % of tests for RC | %
14 | % of tests for bacteriological | % | 0 | 0 | 0 | 35.8938 | 5.3571
15 | Pump replacement | % | #DIV/0! | 25.641 | 15.3846 | 23.0769 | 30.7692
16 | Unit electricity cost of production of water supply | Rs/Kl | 2.1056 | 3.5136 | 0 | 1.2126 | 1.2126
17 | Recruited to sanctioned staff | % | #DIV/0! | 333.3333 | 333.3333 | 100 | 84.6154
18 | Total Staff (regular and contract) per 1000 water supply connections | Ratio | 0 | 0.69013 | 0.67354 | 1.2227 | 0.6492
19 | Per capita revenue expenditure | Ratio | 0.0067629 | 861.0568 | 714.0907 | 803.9865 | 779.9635
20 | Studies/ actions on detailed energy audits | Y/N | NO | NO | NO | NO | NO
21 | Average revenue per water connection | Rs | 135.4521 | 377.0876 | 422.9137 | 471.2658 | 432.1884
22 | Per capita revenue income | Ratio | 661.2686 | 900.1957 | 1041.7804 | 1257.4814 | 1219.9079
23 | Studies and actions for preliminary water audit | Y/N | NO | NO | NO | NO | YES
24 | % Losses from source to water treatment plant (WTP) | % | 0 | 0 | 0 | 0 | 0
25 | % Losses from WTP to water distribution station (WDS) | % | 200 | 20 | 20 | 0 | 0.20284
26 | % Losses from WDS to final consumption (includes both leakage on service connections and unauthorized consumption) | % | #DIV/0! | 16.2596 | 14.2596 | 26.4544 | 23.7466
27 | Pipe breaks per km length of network | Ratio | 0 | 44.5545 | 33.4158 | 8.3619 | 4.2553
28 | % of network refurbished | km | 0 | 3.2468 | 4.5455 | 6.4935 | nd
29 | % Authorized and unbilled consumption to total supply | % | 0 | 1.3077e-05 | 1.2308e-05 | 4.7329e-07 | 2.3665e-05
30 | Periodic monitoring and analysis of complaints | Y/N | 0 | YES | YES | YES | YES
31 | Total complaints in water supply per 1000 connections per year | Ratio | 19.9847 | 8.2816 | 6.0618 | 22.0091 | 22.4268
32 | % of meters that are functional | % | 0 | na | na | na | na
33 | Annual cost of losses (real and apparent) | Rs | 0.32306 | 0.19508 | 0.2919 | 0.22324 | 0.20169
34 | % of connections that are metered | % | 0 | na | na | na | na
35 | Presence of automated billing systems | Y/N | #REF! | #REF! | #REF! | #REF! | #REF!
36 | Billed arrears to total billed demand | % | 56.6961 | 32.2339 | 42.3809 | 44.0457 | 44.0457
37 | Updation and linkage of connections with billing systems | Y/N | #REF! | #REF! | #REF! | #REF! | #REF!
38 | Outsourcing collection systems | Y/N | 0 | NO | NO | NO | NO

## sewerage (hidden)
PERFORMANCE ASSESSMENT SYSTEM (PAS) PROJECT
SEWERAGE AND DRAINAGE
S.No | Description of data elements | Unit | FY 2008-2009 | FY 2009-2010 | FY 2010-2011 | FY 2011-2012 | FY 2012-2013
| COVERAGE OF TOILETS | % | 0 | 98.6473 | 98.6848 | 90.8093 | 90.4028
Sanitation Coverage
1 | Total Number of Properties in the City | Number | 17362 | 26022 | 26764 | 27789 | 28550
2 | Properties with toilets | Number |  | 25670 | 26412 | 25010 | 25810
3 | Households dependent on functional community toilets | Number | 0 | 0 | 0 | 225 | 0
4 | Total Number of Properties with access to toilets | Number | 0 | 25670 | 26412 | 25235 | 25810
| COVERAGE OF SEWAGE NETWORK SERVICES | % | 0 | 26.9618 | 26.2143 | 26.0103 | 50.5009
5 | Total Number of Properties in the City | Number | 17362 | 26022 | 26764 | 27789 | 28550
6 | Properties with sewer connections | Number | 0 | 7016 | 7016 | 7228 | 14418
7 | Properties with onsite sanitary disposal | Number |  | 18654 | 19396 | 17782 | 11392
| COLLECTION EFFICIENCY OF SEWAGE NETWORK | % | 0 | 3.2239 | 3.1488 | 4.0221 | na
| Waste Water Production - Volume of Water Consumed and Waste Water Generated | Unit | FY 2008-2009 | FY 2009-2010 | FY 2010-2011 | FY 2011-2012 | FY 2012-2013
8 | Volume of water consumed and billed from Domestic Connections | MLD | 6.86 | 8.27 | 8.5 | 10.4 | 10.66
9 | Volume of water consumed and billed from Bulk supply - Apartments | MLD | 0 | NA | NA | NA | NA
10 | Volume of water consumed and billed from Bulk supply - Layouts/Societies | MLD | 0 | NA | NA | NA | NA
11 | Volume of water consumed and billed from Non domestic Connections | MLD | 0 | 0.42 | 0.4 | 0.4767 | 0.56
12 | Volume of water consumed (both billed and unbilled) from Public taps | MLD | 0 | 0.019 | 0.017 | 0.0007 | 0.035
13 | Volume of water from free supplies (other connections) | MLD | 0 | 0.015 | 0.015 | NA | 0.02
14 | Volume of water consumed and billed from any other ULB sources | MLD | 0 | NA | NA | NA | NA
15 | Volume of water consumed from any Non ULB water sources | MLD |  | 0 | 0 | 0 | 0
16 | Total Water Consumption (billed and unbilled) from ULB and Non ULB sources) | MLD | 6.86 | 8.724 | 8.932 | 10.8774 | 11.275
17 | Volume of waste water generated from Domestic Water Consumption | MLD | 5.488 | 6.616 | 6.8 | 8.32 | 8.528
18 | Volume of waste water generated from Bulk Supply - Apartments | MLD | 0 | na | na | na | na
19 | Volume of waste water generated from Bulk Supply - Layouts/Societies | MLD | 0 | na | na | na | na
20 | Volume of waste water generated from Non Domestic Water Consumption | MLD | 0 | 0.336 | 0.32 | 0.38136 | 0.448
21 | Volume of waste water generated from Public Tap Water Consumption | MLD | 0 | 0.0152 | 0.0136 | 0.00056 | 0.028
22 | Volume of waste water generated from free supplies (other connections) | MLD | 0 | 0.012 | 0.012 | na | 0.016
23 | Volume of waste water generated from other ULB source water consumption | MLD | 0 | na | na | na | na
24 | Volume of waste water generated from Non ULB source Water consumption | MLD | 0 | 0 | 0 | 0 | 0
25 | Total Waste Water Generated | MLD | 5.488 | 6.9792 | 7.1456 | 8.7019 | 9.02
| Waste Water Collection and Treatment | Unit | FY 2008-2009 | FY 2009-2010 | FY 2010-2011 | FY 2011-2012 | FY 2012-2013
26 | Volume of sewage actually treated at the Primary Treatment Plant | MLD |  | 0.225 | 0.225 | 0.35 | NA
27 | Volume of sewage actually treated at Secondary Treatment Plant | MLD |  | NA | NA | NA | NA
28 | Total Volume of Waste Water collected and Treated at Sewage Treatment Plants | MLD | 0 | 0.225 | 0.225 | 0.35 | na
| ADEQUACY OF SEWAGE TREATMENT CAPACITY | % | 0 | na | na | na | na
29 | Installed Capacity of Primary Treatment Plant | MLD |  | NA | NA | 0.35 | 15
30 | Installed Capacity of Secondary Treatment Plant | MLD |  | NA | NA | NA | NA
31 | Total Installed Capacity (Primary + Secondary Treatment) | MLD | 0 | na | na | 0.35 | 15
32 | Total Waste Water Generated | MLD | 5.488 | 6.9792 | 7.1456 | 8.7019 | 9.02
| EXTENT OF REUSE AND RECYCLING OF SEWAGE | % | #DIV/0! | na | na | na | na
33 | Volume of sewage actually treated at Secondary Treatment Plant | MLD | 0 | NA | NA | NA | NA
34 | Volume of treated waste water reused after Secondary Treatment | MLD |  | NA | NA | NA | NA
| QUALITY OF SEWAGE TREATMENT | % | #DIV/0! | na | na | na | na
| Discharge Compliance after Secondary Treatment of Sewage | Unit | FY 2008-2009 | FY 2009-2010 | FY 2010-2011 | FY 2011-2012 | FY 2012-2013
35 | Number of Treated Effluent Samples Tested in a year | Number | 0 | NA | NA | NA | NA
36 | Number of Treated Effluent Samples Passed in a year | Number | 0 | NA | NA | NA | NA
| EFFICIENCY IN REDRESSAL OF CUSTOMER COMPLAINTS | % | 100 | 100 | 100 | 93.4426 | 94.5338
| Consumer Services | Unit | FY 2008-2009 | FY 2009-2010 | FY 2010-2011 | FY 2011-2012 | FY 2012-2013
37 | Sewage related Complaints received during the year | Number | 252 | 120 | 90 | 122 | 622
38 | Sewage related Complaints resolved within 24 hours during the year | Number | 252 | 120 | 90 | 114 | 588
| EXTENT OF COST RECOVERY IN SEWAGE MANAGEMENT | % | 70.6775 | 38.3597 | 66 | 63.747 | 63.747
| Financial Information - Annual Operating Expenses | Unit | FY 2008-2009 | FY 2009-2010 | FY 2010-2011 | FY 2011-2012 | FY 2012-2013
39 | Regular Staff and Administration | Rs. Lakhs | 7.3 | 9.5 | 0 | 1.19 | 1.19
40 | Outsourced /Contract Staff Costs | Rs. Lakhs |  | 2.84 | 0 | 7.79 | 7.79 | 0.36415
41 | Electricity Charges /Fuel Costs | Rs. Lakhs | 6.61 | 7.87 | 0 | 8.78 | 8.78 | 0.00060896
42 | Chemicals Costs | Rs. Lakhs |  | 0.07 | 0 | 0 | 0 | 0
43 | Repairs/Maintenance Costs | Rs. Lakhs | 5.87 | 18.13 | 0 | 6.9 | 6.9 | 0.00047857
44 | Contractor Costs for O&M | Rs. Lakhs |  | 0 | 0 | 0 | 0 | 0
45 | Others (Specify) | Rs. Lakhs | 0 | 0.12 | 23.5 | 0 | 0 | 0
46 | Total Annual Operating Expenses | Rs. Lakhs | 19.78 | 38.53 | 23.5 | 24.66 | 24.66
| Financial Information - Annual Operating Revenues | Unit | FY 2008-2009 | FY 2009-2010 | FY 2010-2011 | FY 2011-2012 | FY 2012-2013
47 | Arrears at the beginning of previous year | Rs. Lakhs | 8.05 | 7.25 | 9.04 | 7.55 | 7.55
48 | Revenue demand from user charges - sewerage only | Rs. Lakhs | 0 | 14.78 | 15.51 | 15.72 | 15.72
49 | Revenue demand from tax/cess - sewerage only | Rs. Lakhs | 13.98 | 0 | 0 | 0 | 0
50 | Revenue demand from other sources (eg. connection costs/donations etc.) | Rs. Lakhs | 0 | 0 | 0 | 0 | 0
51 | Total Revenue Demand of the previous year (Current Demand of previous year) | Rs. Lakhs | 13.98 | 14.78 | 15.51 | 15.72 | 15.72
| EFFICIENCY IN COLLECTION OF SEWAGE CHARGES |  | 47.9256 | 56.0893 | 65.2482 | 74.0458 | 74.0458
|  | Unit | FY 2008-2009 | FY 2009-2010 | FY 2010-2011 | FY 2011-2012 | FY 2012-2013
52 | Total Revenue Demand of the previous year (Current Demand of previous year) | Rs. Lakhs | 13.98 | 14.78 | 15.51 | 15.72 | 15.72
53 | Collection against arrears | Rs. Lakhs | 3.15 | 4.7 | 4.94 | 2.39 | 2.39
54 | Collection against current demand | Rs. Lakhs | 6.7 | 8.29 | 10.12 | 11.64 | 11.64
Storm Water Drainage Data
| COVERAGE OF STORM WATER DRAINAGE NETWORK | % | 3.7923 | 4.204 | 4.204 | 0 | 7.8748
|  | Unit | FY 2008-2009 | FY 2009-2010 | FY 2010-2011 | FY 2011-2012 | FY 2012-2013
73 | Total Length of Road Network | Kilometers | 34.28 | 35.68 | 35.68 | 38.35 | 38.35
74 | Total Length of Pucca covered drains | Kilometers | 1.3 | 1.5 | 1.5 | 0 | 3.02
| INCIDENCE OF WATER LOGGING/FLOODING | Number | 3 | 3 | 3 | 1 | 7
75 | Number of Flood Prone Points in the city | Number | 1 | 3 | 3 | 1 | 7
76 | Average Frequency of Flooding | Number | 1 | 1 | 1 | 1 | 1
Additional Information
| Staff Information | Unit | FY 2008-2009 | FY 2009-2010 | FY 2010-2011 | FY 2011-2012 | FY 2012-2013
77 | Senior Management (Sanctioned) | Number |  | 1 | 1 | 0 | 0
78 | Senior Management (Working) | Number |  | 0 | 0 | 0 | 0
79 | Engineers (Sanctioned) | Number |  | 1 | 1 | 1 | 1
80 | Engineers (Working) | Number |  | 0 | 0 | 1 | 1
81 | Clerks/Accountants (Sanctioned) | Number |  | 1 | 1 | 1 | 1
82 | Clerks/Accountants (Working) | Number |  | 0 | 0 | 1 | 1
83 | Labourers/Cleaners (Sanctioned) | Number |  | 12 | 12 | 12 | 12
84 | Labourers/Cleaners (Working) | Number |  | 5 | 5 | 12 | 12
85 | Total (Sanctioned) | Number | 0 | 15 | 15 | 14 | 14
86 | Total (Working) | Number | 0 | 5 | 5 | 14 | 14
Septage Management
87 | Does the ULB practice septage management | Yes/No |  | YES | YES | YES | YES
88 | Septage sucking machines available within ULB | Number |  | 1 | 1 | 1 | 2
89 | Private Septage machines licenced by ULB | Number |  | 0 | 0 | 0 | 0
Connection Costs for Sewerage Connections
90 | Residential - General | Rs |  | 250 | 250 | 250 | 250
91 | Residential - Urban Poor | Rs |  | 250 | 250 | 250 | 250
92 | Institutional | Rs |  | 250 | 250 | 250 | 250
93 | Commercial | Rs |  | 250 | 250 | 250 | 250
94 | Industrial | Rs |  | 250 | 250 | 250 | 250
Sewerage Tariff Structure - Flat Rate Tariff
95 | Residential - General | Rs./Month |  | ND | ND | 12.5 | 12.5
96 | Residential - Urban Poor | Rs./Month |  | ND | ND | 12.5 | 12.5
97 | Institutional | Rs./Month |  | ND | ND | 25 | 12.5
98 | Commercial | Rs./Month |  | ND | ND | 25 | 25
99 | Industrial | Rs./Month |  | ND | ND | 41.66 | 41.66
Sewerage Tariff Structure - Volumetric Tariff
100 | Residential - General | Rs./KL |  | NA | NA | NA | NA
101 | Residential - Urban Poor | Rs./KL |  | NA | NA | NA | NA
102 | Institutional | Rs./KL |  | NA | NA | NA | NA
103 | Commercial | Rs./KL |  | NA | NA | NA | NA
104 | Industrial | Rs./KL |  | NA | NA | NA | NA
S.No | SEWERAGE SERVICE INDICATOR VALUES | Unit | FY 2008-2009 | FY 2009-2010 | FY 2010-2011 | FY 2011-2012 | FY 2012-2013
1 | Coverage of Toilets | % | 0 | 98.6473 | 98.6848 | 90.8093 | 90.4028
2 | Coverage of wastewater network services | % | 0 | 26.9618 | 26.2143 | 26.0103 | 50.5009
3 | Collection efficiency of wastewater networks | % | 0 | 3.2239 | 3.1488 | 4.0221 | na
4 | Adequacy of wastewater treatment capacity | % | 0 | na | na | na | na
5 | Extent of reuse and recycling of treated watsewater | % | #DIV/0! | na | na | na | na
6 | Quality of wastewater treatment | % | #DIV/0! | na | na | na | na
7 | Efficieny in redressal of customer complaints | % | 100 | 100 | 100 | 93.4426 | 94.5338
8 | Exetent of cost recovery in wastewater management | % | 70.6775 | 38.3597 | 66 | 63.747 | 63.747
9 | Efficiency in collection of sewerage charges | % | 47.9256 | 56.0893 | 65.2482 | 74.0458 | 74.0458
S.No | STORM WATER DRAINAGE SERVICE INDICATOR VALUES | Unit | FY 2008-2009 | FY 2009-2010 | FY 2010-2011 | FY 2011-2012 | FY 2012-2013
1 | Coverage of Storm Water Drainage Network | % | 3.7923 | 4.204 | 4.204 | 0 | 7.8748
2 | Incidence of water logging/flooding | Number | 3 | 3 | 3 | 1 | 7
S.No | SEWERAGE SERVICE RELIABILITY GRADES |  | FY 2008-2009 | FY 2009-2010 | FY 2010-2011 | FY 2011-2012 | FY 2012-2013
S.No. | Indicator
1 | Coverage of Toilets |  |  | #REF! | #REF! | #REF! | #REF!
2 | Coverage of wastewater network services |  |  | #REF! | #REF! | #REF! | #REF!
3 | Collection efficiency of wastewater networks |  |  | #REF! | #REF! | #REF! | #REF!
4 | Adequacy of wastewater treatment capacity |  |  | #REF! | #REF! | #REF! | #REF!
5 | Extent of reuse and recycling of treated watsewater |  |  | #REF! | #REF! | #REF! | #REF!
6 | Quality of wastewater treatment |  |  | #REF! | #REF! | #REF! | #REF!
7 | Efficieny in redressal of customer complaints |  |  | #REF! | #REF! | #REF! | #REF!
8 | Exetent of cost recovery in wastewater management |  |  | #REF! | #REF! | #REF! | #REF!
9 | Efficiency in collection of sewerage charges |  |  | #REF! | #REF! | #REF! | #REF!
S.No | STORM WATER DRAINAGE SERVICE INDICATOR VALUES |  | FY 2008-2009 | FY 2009-2010 | FY 2010-2011 | FY 2011-2012 | FY 2012-2013
S.No. | Indicator
1 | Coverage of Storm Water Drainage Network |  |  | #REF! | #REF! | #REF! | #REF!
2 | Incidence of water logging/flooding |  |  | #REF! | #REF! | #REF! | #REF!
S.No | Local Action Indicators | Unit | FY 2008-2009 | FY 2009-2010 | FY 2010-2011 | FY 2011-2012 | FY 2012-2013
1 | Coverage of households with toilets | % | 82.0014 | 92.2663 | 90.8222 | 82.3845 | 79.7207
2 | Coverage of properties with safe disposal system | % | 0 | 98.6473 | 98.6848 | 89.9996 | 90.4028
3 | Coverage of households with sewer connections | % | 0 | nd | nd | 39.9101 | 66.6368
4 | Coverage of sewerage network | % | 69.9694 | nd | nd | nd | 89.3769
5 | Coverage of sullage network (open+covered) | % | 0 | nd | nd | nd | 89.3769
6 | % illegal connections | % | #DIV/0! | nd | nd | nd | nd
7 | % of illegal connections regularized | % | 0 | nd | nd | nd | nd
8 | Staff for wastewater per length of sewer | Ratio | 0 | 0.1992 | 0.1845 | 0.51661 | 0.2126
9 | % of sewer network replaced/repaired in last 3 years | % | 0 | nd | 8e-05 | nd | 0.00032949
10 | % capacity of plant to wastewater generated | % | 0 | na | na | 4.0221 | 166.2971
11 | Adequacy of primary treatment capacity | % | 0 | na | na | 4.0221 | 166.2971
12 | Presence of master plan for sewage system | Y/N | 0 | YES | YES | 0 | 0
13 | PSP in construction/operation/maintenance in STP | Y/N | 0 | NO | NO | 0 | 0
14 | Extent of primary treatment | % | 0 | na | na | 100 | na
15 | Number of connections to septic tanks in the city | Number | 0 | NA | NA | NA | 392
16 | Presence of septage treatment facilities | Y/N | 0 | NO | NO | 0 | 0
17 | Number of septage sucking machines/1000 septic tanks | Ratio | #DIV/0! | na | na | na | nd
18 | % of septic tanks cleaned annually | Number | #DIV/0! | nd | nd | nd | nd
19 | Unit electricity cost of collection/disposal of wastewater | Rs/Kl | 329985.2231 | 308941.4809 | 0 | 276430.8856 | 266682.8661
20 | % recruited staff to sanctioned staff in wastewater | % | #DIV/0! | 33.3333 | 33.3333 | 100 | 100
21 | Total Staff (regular and contract) per 1000 waste water connections | Ratio | #DIV/0! | nd | nd | 1.9369 | 0.97101
22 | Average revenue per connection | Rs | #DIV/0! | nd | nd | 161.0404 | 80.7324
23 | Quality of untreated wastewater disposed (BOD & COD) | % | 0 | 0 | 0 | 0 | #REF!
24 | Total complaints in waste water per 1000 connections | Ratio | #DIV/0! | nd | nd | 16.8788 | 43.1405
25 | Frequency of sewer overflows | Number | 0 | nd | nd | nd | 1
26 | Billed arrears to total billed demand | % | 36.5411 | 32.9097 | 36.8228 | 32.4452 | 32.4452

## swm (hidden)
PERFORMANCE ASSESSMENT SYSTEM (PAS) PROJECT
SOLID WASTE MANAGEMENT
S.No | Description of data elements | Unit | FY 2008-2009 | FY 2009-2010 | FY 2010-2011 | FY 2011-2012 | FY 2012-2013
| HOUSEHOLD LEVEL COVERAGE OF SOLID WASTE MANAGEMENT SERVICES |  | 99.7105 | 92.5889 | 91.1904 | 93.2089 | 99.7304
Door to Door Collection - Number of HHs and establishments covered by Door to Door Collection
1 | Number of Households covered by Door to Door Collection | Number | 15529 | 14925 | 15299 | 15636 | 17800
2 | Number of Hotels and Restaurants covered by Door to Door Collection | Number |  | 0 | 0 | 0 | 136
3 | Number of Commercial Establishments (institutions, offices) covered by Door to Door Collection | Number |  | 0 | 0 | 0 | 7963
4 | Number of any other establishments (incl. markets) covered by Door to Door Collection | Number |  | 0 | 0 | 0 | 0
5 | Total number of establishments covered by door to door collection (if typewise establishments is not available) | Number | 7200 | 704 | 704 | 7944 | 0
6 | Total Number of Households and Establishments covered by Door to Door Collection | Number | 22729 | 15629 | 16003 | 23580 | 25899
| EFFICIENCY OF COLLECTION OF MUNICIPAL SOLID WASTE |  | 2.9412 | 95.2222 | 95.2222 | 94.7368 | 94.7368
| Waste Generation | Unit | FY 2008-2009 | FY 2009-2010 | FY 2010-2011 | FY 2011-2012 | FY 2012-2013
7 | Waste Generated by Households | MT/month |  | 0 | 0 | 0 | 0
8 | Waste Generated by Street Sweeping | MT/month |  | 0 | 0 | 0 | 0
9 | Waste Generated by Hotels and Restaurants | MT/month |  | 0 | 0 | 0 | 0
10 | Waste Generated by Markets (Vegetable Markets, Mandis etc) | MT/month |  | 0 | 0 | 0 | 0
11 | Waste Generated by Commercial Establishments (eg. Institutions, etc) | MT/month |  | 0 | 0 | 0 | 0
12 | Waste Generated by other sources (eg. debris, horticulture waste etc) | MT/month |  | 0 | 0 | 0 | 0
13 | Total Waste Generated (if typewise generation is not available) | MT/month | 510 | 450 | 450 | 570 | 570
14 | Total Waste Generated | MT/month | 510 | 450 | 450 | 570 | 570 | 570
| Waste Collection and Transportation - Details of waste received at Processing/ Disposal Facilities | [6 empty] | 710.9182
15 | Quantity of waste received at processing and recycling facilities | MT/month |  | 428 | 428 | 0 | 300
16 | Quantity of waste received at disposal sites | MT/month |  | 0 | 0 | 540 | 390
17 | Total waste received at processing/disposal facility and recycled | MT/month | 15 | 428.5 | 428.5 | 540 | 540
Waste Collection and Transportation - Details of waste transported to Processing/ Disposal Facilities
18 | Number of trucks used for transportation of waste | Number | 0 | 0 | 0 | 0 | 0
19 | Capacity of each trucks | Metric Tons (MT) | 0 | 0 | 0 | 0 | 0
20 | Total number of trips made by trucks each day to the disposal site | Trips per day | 0 | 0 | 0 | 0 | 0
21 | Total quantity of waste collected by trucks | MT/month | 0 | 0 | 0 | 0 | 0
22 | Number of dumper placers used for transportation of waste | Number | 0 | 3 | 3 | 0 | 0
23 | Capacity of each dumper placer | Metric Tons (MT) | 0 | 1 | 1 | 0 | 0
24 | Total number of trips made by all dumper placers each day to the disposal site | Trips per day | 0 | 4 | 4 | 0 | 0
25 | Total quantity of waste collected by dumper placers | MT/month | 0 | 360 | 360 | 0 | 0
26 | Number of mini lorries used for transportation of waste | Number |  | 0 | 0 | 0 | 0
27 | Capacity of each mini lorry | Metric Tons (MT) |  | 0 | 0 | 0 | 0
28 | Total number of trips made by all mini lorries each day to the disposal site | Trips per day |  | 0 | 0 | 0 | 0
29 | Total quantity of waste collected by mini lorries | MT/month | 0 | 0 | 0 | 0 | 0
30 | Number of tractor trailers used for transportation of waste | Number | 3 | 1 | 1 | 4 | 3
31 | Capacity of each tractor trailer | Metric Tons (MT) | 1.5 | 0.75 | 0.75 | 0.5 | 1
32 | Total number of trips made by all tractor trailer each day to the disposal site | Trips per day | 11 | 3 | 3 | 9 | 4
33 | Total quantity of waste collected by tractor trailer | MT/month | 1485 | 67.5 | 67.5 | 540 | 360
34 | Number of tipper trucks used for transportation of waste | Number | 0 | 0 | 0 | 0 | 6
35 | Capacity of each tipper trucks | Metric Tons (MT) | 0 | 0 | 0 | 0 | 0.5
36 | Total number of trips made by all tipper trucks each day to the disposal site | Trips per day | 0 | 0 | 0 | 0 | 2
37 | Total quantity of waste collected by tipper trucks | MT/month | 0 | 0 | 0 | 0 | 180
38 | Number of 3 wheeler auto tippers used for transportation of waste | Number | 0 | 0 | 0 | 0 | 0
39 | Capacity of each 3 wheeler auto tipper | Metric Tons (MT) | 0 | 0 | 0 | 0 | 0
40 | Total number of trips made by all 3 wheeler auto tippers each day to the disposal site | Trips per day | 0 | 0 | 0 | 0 | 0
41 | Total quantity of waste collected by 3 wheeler auto tippers | MT/month | 0 | 0 | 0 | 0 | 0
42 | Total quantiy of waste collected and transported to disposal site | MT/month | 1485 | 427.5 | 427.5 | 540 | 540
| EXTENT OF SEGREGATION OF MUNICIPAL SOLID WASTE |  | 3.3333 | 0.11682 | 0.11682 | 0 | 0
| Segregation of Waste | Unit | FY 2008-2009 | FY 2009-2010 | FY 2010-2011 | FY 2011-2012 | FY 2012-2013
43 | Quantity of waste arriving at Processing/ Disposal facility in segregated manner | MT/month | 0 | 0 | 0 | 0 | 0
44 | Quantity of waste taken away by recyclers from intermediate points | MT/month | 15 | 0.5 | 0.5 | 0 | 0
| EXTENT OF MUNICIPAL SOLID WASTE RECOVERED |  | 100 | 0.11669 | 0.11669 | na | 11.1111
| Quantity of Waste Processing | Unit | FY 2008-2009 | FY 2009-2010 | FY 2010-2011 | FY 2011-2012 | FY 2012-2013
45 | Installed Capacity of Composting Plant | MT/month | 0 | 0 | 0 | NA | 300
46 | Waste Quantity Input at the Composting Plant | MT/month | 0 | 0 | 0 | NA | 300
47 | Installed Capacity of Vermi-composting Plant | MT/month | 0 | 0 | 0 | NA | 0
48 | Waste Quantity Input at the Vermi-composting Plant | MT/month | 0 | 0 | 0 | NA | 0
49 | Installed Capacity of Refuse Derived Fuel | MT/month | 0 | 0 | 0 | NA | 0
50 | Waste Quantity Input at the Refuse Derived Fuel | MT/month | 0 | 0 | 0 | NA | 0
51 | Installed Capacity of Bio Methanation/ Waste-to-Energy Plants | MT/month | 0 | 0 | 0 | NA | 0
52 | Waste Quantity Input at Bio methanation/ Waste-to-Energy plants | MT/month | 0 | 0 | 0 | NA | 0
53 | Installed Capacity of any other processing facilities | MT/month | 0 | 0 | 0 | NA | 0
54 | Waste Quantity Input at other processing facilities | MT/month | 0 | 0 | 0 | NA | 0
55 | Total Installed Capacity of Processing facilities | MT/month | 0 | 0 | 0 | na | 300
56 | Total Waste Quantity Input at all types of processing facilities | MT/month | 0 | 0 | 0 | na | 300
57 | Quantity of waste rejected by processing facilities at intake point | MT/month |  | 0 | 0 | NA | 240
58 | Quantity of post-processing rejects sent to dumpsite/ landfills | MT/month | 0 | 0 | 0 | NA | 150
59 | Total Waste Processed in the ULB | MT/month | 15 | 0.5 | 0.5 | na | 60
| EXTENT OF SCIENTIFIC DISPOSAL OF MUNICIPAL SOLID WASTE |  | 0 | na | na | na | na
| Quantity of Waste Disposal | Unit | FY 2008-2009 | FY 2009-2010 | FY 2010-2011 | FY 2011-2012 | FY 2012-2013
60 | Quanity of waste disposed in compliant landfill sites | MT/month | 0 | NA | NA | NA | NA
61 | Quanity of waste disposed in open dump sites | MT/month | 450 | 428 | 428 | 540 | 390
-0.27778
| EFFICIENCY IN REDRESSAL OF CUSTOMER COMPLAINTS |  | 100 | 100 | 100 | 81.1159 | 90.0826
| Customer Service | Unit | FY 2008-2009 | FY 2009-2010 | FY 2010-2011 | FY 2011-2012 | FY 2012-2013
62 | Complaints received during the year | Number | 240 | 120 | 90 | 233 | 242
63 | Complaints resolved within 24 hours during the year | Number | 240 | 120 | 90 | 189 | 218
| EXTENT OF COST RECOVERY IN SWM SERVICES |  | 43.6159 | 44.5303 | 36.8872 | 24.0893 | 24.0893
| Financial Information - Operational Expenditure on SWM during previous year | Unit | FY 2008-2009 | FY 2009-2010 | FY 2010-2011 | FY 2011-2012 | FY 2012-2013
64 | Regular Staff & Administration | Rs. In Lakhs | 68.62 | 31.65 | 0 | 27.03 | 27.03
65 | Outsourced/Contracted Staff Costs | Rs. In Lakhs |  | 26.69 | 0 | 90.35 | 90.35 | 0.21737
66 | Electricity Charges/Fuel Costs | Rs. In Lakhs | 0 | 0 | 0 | 12.11 | 12.11 | 0.022426
67 | Chemical Costs | Rs. In Lakhs |  | 0.09 | 0 | 2.22 | 2.22 | 0.0041111
68 | Repair/Maintenance Costs | Rs. In Lakhs | 3.08 | 2.7 | 0 | 7.89 | 7.89 | 0.014611
69 | Contracted Services Cost | Rs. In Lakhs |  | 7.65 | 0 | 6.4 | 6.4 | 0.011852
70 | Other Costs (Specify) | Rs. In Lakhs | 1.92 | 7.55 | 93.42 | 3.61 | 3.61 | 0.0066852
71 | Total Operational Expenses | Rs. In Lakhs | 73.62 | 76.33 | 93.42 | 149.61 | 149.61
| Financial Information - Operational Revenues from SWM during previous year | Unit | FY 2008-2009 | FY 2009-2010 | FY 2010-2011 | FY 2011-2012 | FY 2012-2013
72 | Arrears at the end of previous year | Rs. In Lakhs | 21.16 | 17.99 | 22.73 | 16.95 | 16.95
73 | Tax / Cess - Solid Waste only | Rs. In Lakhs |  | 33.99 | 34.46 | 36.04 | 36.04
74 | User Charges | Rs. In Lakhs | 32.11 | 0 | 0 | 0 | 0
75 | Fixed Charges based on Property Tax/ State Taxes/Cess/Surcharges | Rs. In Lakhs |  | 0 | 0 | 0 | 0
76 | Sale of Recyclables | Rs. In Lakhs |  | 0 | 0 | 0 | 0
77 | Sale from processing - compost/energy | Rs. In Lakhs |  | 0 | 0 | 0 | 0
78 | Royalty | Rs. In Lakhs |  | 0 | 0 | 0 | 0
79 | Others (Specify) | Rs. In Lakhs | 0 | 0 | 0 | 0 | 0
80 | Total Revenue Demand Raised for the previous year | Rs. In Lakhs | 32.11 | 33.99 | 34.46 | 36.04 | 36.04 | 0.0013916
| EFFICIENCY IN COLLECTION OF SWM CHARGES |  | 44.1296 | 53.3098 | 86.8543 | 70.0333 | 70.0333
|  | Unit | FY 2008-2009 | FY 2009-2010 | FY 2010-2011 | FY 2011-2012 | FY 2012-2013
81 | Total Revenue Demand Raised for the previous year | Rs. In Lakhs | 32.11 | 33.99 | 34.46 | 36.04 | 36.04
82 | Collection against arrears | Rs. In Lakhs | 8.27 | 11.12 | 12.02 | 5.65 | 5.65
83 | Collection against Current Demand | Rs. In Lakhs | 14.17 | 18.12 | 29.93 | 25.24 | 25.24
Additional Information (Optional)
| Staff Information | Unit | FY 2008-2009 | FY 2009-2010 | FY 2010-2011 | FY 2011-2012 | FY 2012-2013
84 | Senior Management-Health Officer (Sanctioned) | Number |  | 1 | 1 | 1 | 0
85 | Senior Management-Health Officer (Working) | Number |  | 0 | 0 | 0 | 0
86 | Sanitary Inspector (Sanctioned) | Number |  | 1 | 1 | 1 | 1
87 | Sanitary Inspector (Working) | Number |  | 2 | 2 | 2 | 1
88 | Sanitary Supervisor (Sanctioned) | Number |  | 0 | 0 | 4 | 4
89 | Sanitary Supervisor (Working) | Number |  | 6 | 6 | 4 | 4
90 | Maistries/Safai Karam chari (Sanctioned) | Number |  | 77 | 77 | 77 | 77
91 | Maistries/Safai Karam chari (Working) | Number |  | 128 | 128 | 127 | 142
92 | Cleaners/Drivers (Sanctioned) | Number |  | 6 | 6 | 6 | 6
93 | Cleaners/Drivers (Working) | Number |  | 3 | 3 | 13 | 17
94 | Labourers (Sanctioned) | Number |  | 0 | 0 | 6 | 6
95 | Labourers (Working) | Number |  | 0 | 0 | 6 | 2
96 | Others Specify | Number |  | 0 | 0 | 1 | 1
97 | Total (Sanctioned) | Number | 0 | 85 | 85 | 95 | 94
98 | Total (Working) | Number | 0 | 139 | 139 | 153 | 167
99 | Are daily records of waste received at compliant landfill maintained (MSW 2000) | Yes/No |  | NO | NO | NO | NO
100 | Is weighbridge available at landfill site? | Yes/No |  | NO | NO | NO | NO
101 | Are daily records of waste received at open dumpsites maintained? | Yes/No |  | NO | NO | NO | NO
102 | Is weighbridge available at dumpsite? | Yes/No |  | NO | NO | NO | NO
| User charges | Unit | FY 2008-2009 | FY 2009-2010 | FY 2010-2011 | FY 2011-2012 | FY 2012-2013
103 | Residential | Rs./ Month |  | 8.33 | 8.33 | 8.33 | 8.33
104 | Slum HH | Rs./ Month |  | 4.7 | 4.7 | 8.33 | 8.33
105 | Commercial Establishment | Rs./ Month |  | 25 | 25 | 8.33 | 8.33
106 | Fixed charge through property tax | Rs./ Month |  | NA | NA | NA | NA
107 | Others | Rs./ Month |  | NA | NA | NA | NA
S.No | SOLID WASTE MANAGEMENT INDICATORS | Unit | FY 2008-2009 | FY 2009-2010 | FY 2010-2011 | FY 2011-2012 | FY 2012-2013
1 | Household level coverage of solid waste management services | % | 99.7105 | 92.5889 | 91.1904 | 93.2089 | 99.7304
2 | Efficiency of collection of municipal solid waste | % | 2.9412 | 95.2222 | 95.2222 | 94.7368 | 94.7368
3 | Extent of segregation of municipal solid waste | % | 3.3333 | 0.11682 | 0.11682 | 0 | 0
4 | Extent of municipal solid waste recovered | % | 100 | 0.11669 | 0.11669 | na | 11.1111
5 | Extent of scientific disposal of municipal solid waste | % | 0 | na | na | na | na
6 | Extent of cost recovery in solid waste management services | % | 43.6159 | 44.5303 | 36.8872 | 24.0893 | 24.0893
7 | Efficiency in collection of solid waste management charges | % | 44.1296 | 53.3098 | 86.8543 | 70.0333 | 70.0333
8 | Efficiency in redressal of customer complaints | % | 100 | 100 | 100 | 81.1159 | 90.0826
S.No | SOLID WASTE MANAGEMENT RELIABILITY GRADES |  | FY 2008-2009 | FY 2009-2010 | FY 2010-2011 | FY 2011-2012 | FY 2012-2013
1 | Household level coverage of solid waste management services |  |  | #REF! | #REF! | #REF! | #REF!
2 | Efficiency of collection of municipal solid waste |  |  | #REF! | #REF! | #REF! | #REF!
3 | Extent of segregation of municipal solid waste |  |  | #REF! | #REF! | #REF! | #REF!
4 | Extent of municipal solid waste recovered |  |  | #REF! | #REF! | #REF! | #REF!
5 | Extent of scientific disposal of municipal solid waste |  |  | #REF! | #REF! | #REF! | #REF!
6 | Extent of cost recovery in solid waste management services |  |  | #REF! | #REF! | #REF! | #REF!
7 | Efficiency in collection of solid waste management charges |  |  | #REF! | #REF! | #REF! | #REF!
8 | Efficiency in redressal of customer complaints |  |  | #REF! | #REF! | #REF! | #REF!
S.No | Local Action Indicators | Unit | FY 2008-2009 | FY 2009-2010 | FY 2010-2011 | FY 2011-2012 | FY 2012-2013
1 | Sweepers per road length swept | Ratio | 4.026 | 4 | 4 | 4.2333 | 3.7368
2 | Secondary collection frequency | days | 0 | 12 | 12 | 12 | 2
3 | % treatment capacity to solid waste generated | % | 0 | 0 | 0 | na | 52.6316
4 | Adequacy of solid waste treatment facilities | % | #DIV/0! | #DIV/0! | #DIV/0! | na | 100
5 | PSP in secondary collection and transportation | Y/N | N | N | N | N | N
6 | PSP in treatment and disposal of municipal solid waste | Y/N | N | N | N | N | N
7 | Unit cost of solid waste management services | Rs/tonne | 40339.726 | 1464.107 | 1791.9151 | 2277.1689 | 2277.1689
8 | Recruited to sanctioned staff in SWM | % | #DIV/0! | 163.5294 | 163.5294 | 161.0526 | 177.6596
9 | Total Staff (regular and contract) per 1000 households | Ratio | 0 | 8.8937 | 8.6859 | 6.4885 | 6.4481
10 | Average revenue per HH | Rs | 62.3433 | 115.9383 | 187.0274 | 107.0399 | 97.4555
11 | Total complaints in solid waste per 1000 HH | Ratio | 10.5592 | 7.678 | 5.6239 | 9.8813 | 9.344
12 | Billed arrears to total billed demand | % | 39.7222 | 34.6095 | 39.7447 | 31.9872 | 31.9872

## Equity Related Information (hidden)
PERFORMANCE ASSESSMENT SYSTEM (PAS) PROJECT
EQUITY RELATED INFORMATION
S.No | Description of data elements | Unit | FY 2008-2009 | FY 2009-2010 | FY 2010-2011 | FY 2011-2012 | FY 2012-2013
SLUMS
General Details
1 | Number of slum settlements | Number | 2500 | 9 | 8 | 8 | 8
2 | Population in slums | Number | 9500 | 9520 | 8770 | 8770 | 9647
3 | Households in slums | Number | 2500 | 1604 | 1571 | 1571 | 1608
4 | Household size in slums | Ratio | 3.8 | 5.9352 | 5.5824 | 5.5824 | 5.9994
5 | Total number of slums notified by state | Number |  | NA | NA | NA | NA
6 | Number of slums that have been de notified since Census 2001 | Number |  | NA | NA | NA | NA
| Policy provision for slums | Unit | FY 2008-2009 | FY 2009-2010 | FY 2010-2011 | FY 2011-2012 | FY 2012-2013
7 | Does the ULB have a policy to provide individual WSS services to slums? | Y/N |  | YES | YES | YES | YES
8 | Does it exclude non notified slums? | Y/N |  | NO | NO | NO | NO
9 | Are slum settlements covered under property tax assessment? | Y/N |  | YES | YES | YES | YES
10 | If Yes, number of slum settlements covered under property tax assessment | Number |  | 9 | 8 | 8 | 8
11 | If No, specify why slum settlements are not covered under property tax assessment
12 | Does the ULB have a specific department or cell (e.g. UCD) responsible for service provisions in slums? | Y/N |  | NO | NO | YES | YES
13 | Are external agencies (like NGOs, CBOs,private agencies) involved in service provision to slums? | Y/N |  | NO | NO | NO | NO
14 | Does the ULB earmark funds for the poor in budgetary allocation? | Y/N |  | YES | YES | YES | YES
15 | % of funds allocated in the budget for pro poor activities | % |  | ND | ND | 10 | 15
16 | % expenditure for service provision in slums to total ULB expenditure | % |  | ND | ND | 8 | 10
17 | Connection charges for individual water taps in slums? | Rs |  | 600 | 600 | 600 | 600
18 | Do slum households have options to pay connection charges in installments? | Y/N |  | NO | NO | NO | NO
19 | Specify documents needed to obtain individual water/sewer connections in slums | (1/2/3) |  | 1 | 1 | 1 | 1
1:Property tax bill,2:Ration card,3:Others,specify
20 | Have any surveys been conducted as part of programs/ schemes to enhance services in slums? | Y/N |  | YES | YES | YES | YES
21 | If yes, mention program/ scheme under which the surveys have been undertaken? | (1/2/3/4/5) |  | 5 | 5 | 1 | 3
1: Nirmal Gujarat, 2: MSNA, 3: IHSDP, 4: JnNURM, 5: Others, specify
| Services in slums at city level | Unit | FY 2008-2009 | FY 2009-2010 | FY 2010-2011 | FY 2011-2012 | FY 2012-2013
22 | Number of settlements which have an internal water supply network | Number |  | 9 | 8 | 8 | 8
23 | Number of individual water connections in slums | Number | 0 | 1604 | 1571 | 1099 | 1248
24 | Number of new connections given in slums in the current year | Number |  | ND | ND | ND | 149
25 | Number of group connections in slums | Number |  | NA | NA | NA | NA
26 | Number functional stand posts in slums | Number | 4 | 2 | 1 | 1 | 5
27 | Number of standposts converted to group connections for slums | Number |  | NA | NA | NA | NA
28 | Number of individual toilets in slums | Number | 0 | 1395 | 1297 | 1099 | 1200
29 | Number of individual toilets constructed in slums in current year | Number |  | ND | ND | 100 | 101
30 | Number of seats in pay-n-use toilets (functional toilets) in slums | Number | 40 | ND | ND | 10 | ND
31 | Number of seats in community toilets (functional toilets) in slums | Number | 0 | ND | ND | 5 | ND
32 | Number of settlements which have an internal sewage network | Number |  | 8 | 7 | 7 | 7
33 | Number of sewerage connections in slums | Number | 0 | ND | ND | 109 | 118
34 | Number of community and pay-n-use toilets without access to safe disposal systems | Number |  | 0 | 0 | 0 | 0
35 | Number of slum HHs served by door to door collection of MSW | Number | 2500 | 1604 | 1571 | 1571 | 1600
ADDITIONAL INFORMATION ON WATER SUPPLY
Water supply
| Network details | Unit | FY 2008-2009 | FY 2009-2010 | FY 2010-2011 | FY 2011-2012 | FY 2012-2013
36 | Length of trunk main | km | 41 | 3 | 3 | 3 | 3
37 | Length of transmission mains | km | 0.2 | 12.4 | 12.4 | 12.4 | 14
38 | Length of trunk and/or transmission mains that have undergone renovation | km |  | 0.5 | 0.7 | 1 | ND
39 | Length of distribution network | km | 26 | 25 | 25 | 25.5 | 30
40 | Number of pipe breaks in the current year | Number |  | 1800 | 1350 | 342 | 200
41 | Total area under water distribution network | sq.km | 19.58 | 19.58 | 19.58 | 19.58 | 19
42 | Length of road network | km | 34.28 | 35.68 | 35.68 | 38.35 | 38
| Source level details | Unit | FY 2008-2009 | FY 2009-2010 | FY 2010-2011 | FY 2011-2012 | FY 2012-2013
43 | Average daily quantity of water supplied from ground sources | MLD | 0 | NA | NA | NA | NA
44 | Average daily quantity of water supplied from own surface sources | MLD | 0 | NA | NA | NA | NA
45 | Average daily quantity of water supplied from bulk raw purchase | MLD | 0 | NA | NA | NA | NA
46 | Average daily quantity of water supplied from bulk treated water | MLD | 11.6 | 13 | 13 | 14.79 | 14.79
47 | Average daily quantity of water supplied from other sources (desalination, rainwater harvesting, etc) | MLD | 0 | NA | NA | NA | NA
48 | Total daily quantity of water supplied from source | MLD | 11.6 | 13 | 13 | 14.79 | 14.79
49 | Average daily quantity of water supplied from WDS | MLD | 0 | 10.4 | 10.4 | 14.79 | 14.76
50 | Average pressure at WDS | meters | 0 | 16 | 16 | ND | ND
51 | Average pressure at consumer end | meters |  | 1.5 | ND | 0.5 | 0.5
52 | Does the ULB conduct regular assessment of availability of sources through preparation of depletion statements, etc? | Y/N |  | NO | NO | NO | YES
53 | Capacity addition/augmentation to present supply of water commissioned over next 3 years from projects/schemes/bulk purchase | MLD | 2.5 | NA | NA | 17.79 | 25
54 | Average depth of ground water table in the city | meters | 0 | 150 | 150 | 95 | 95
| Audits | Unit | FY 2008-2009 | FY 2009-2010 | FY 2010-2011 | FY 2011-2012 | FY 2012-2013
55 | Has the ULB conducted studies for preliminary or detailed water audits? | Y/N | NO | NO | NO | NO | YES
56 | Has the ULB conducted studies for energy audits? | Y/N | NO | NO | NO | NO | NO
57 | Number of pumps at water source, treatment and distribution points inspected in the current year | Number |  | 39 | 39 | 39 | 39
58 | Number of pumps replaced/repaired in the current year | Number |  | 10 | 6 | 9 | 12
| Metering | Unit | FY 2008-2009 | FY 2009-2010 | FY 2010-2011 | FY 2011-2012 | FY 2012-2013
59 | % of consumer meters that are functional | % | 0 | NA | NA | NA | NA
60 | Number of consumer meters that are repaired/replaced in the current year | Number |  | NA | NA | NA | NA
61 | Metered consumption (where consumer meters are functional) | MLD | 0 | NA | NA | NA | NA
62 | Number of connections exempted from property tax/ water bills | Number | 0 | 20 | 20 | NA | NA
| Complaint redressal System | Unit | FY 2008-2009 | FY 2009-2010 | FY 2010-2011 | FY 2011-2012 | FY 2012-2013
63 | Is a system to record complaints received and redressed properly maintained by the ULB? | Y/N |  | YES | YES | YES | YES
64 | Does the redressal system allow for monitoring and analysing complaints on a regular basis? | Y/N |  | YES | YES | YES | YES
| Unauthorised connections | Unit | FY 2008-2009 | FY 2009-2010 | FY 2010-2011 | FY 2011-2012 | FY 2012-2013
65 | Does the ULB have any measures to identify and/or regularise illegal connections? | Y/N |  | YES | YES | YES | YES
For Water supply
66 | Estimated number of illegal connections | Number | 1500 | 400 | 400 | 377 | 311
67 | % of illegal connections regularised | % | 0 | ND | ND | ND | 8.25
For Wastewater
68 | Estimated number of illegal connections | Number |  | ND | ND | ND | ND
69 | % of illegal connections regularised | % |  | ND | ND | ND | ND
ADDITIONAL INFORMATION ON SEWERAGE AND DRAINAGE
3 | Sewerage and/or sullage network
| Type of system | Unit | FY 2008-2009 | FY 2009-2010 | FY 2010-2011 | FY 2011-2012 | FY 2012-2013
70 | Does the ULB have an underground piped network? | Y/N | YES | YES | YES | YES | YES
71 | Length of rising/ trunk main | km |  | ND | ND | ND | 3.85
72 | Length of laterals and sub mains | km |  | ND | ND | ND | 26.5
73 | Total length of underground piped network (if typewise network details not available) | km | 24 | 23 | 25 | 25 | 35.5
74 | Length of trunk and/or lateral mains that have undergone replacement/renovation in the past 3 years | km |  | ND | 0.2 | ND | 1
75 | Area covered by rising/trunk main | sq. km |  | ND | ND | ND | 15.5
76 | Area covered by laterals and sub mains | sq. km |  | ND | ND | ND | 2
77 | Total area covered by underground piped network (if typewise network details not available) | sq. km | 13.7 | 17.5 | 17.5 | 17.5 | 17.5
78 | Does the ULB have a covered drainage network? | Y/N | NO | YES | YES | YES | YES
79 | Length of covered drainage network | km | 0 | 0.2 | 0.2 | 0.2 | 35.5
80 | Area covered by covered drainage network | sq. km | 0 | ND | ND | ND | 17.5
81 | Does the ULB have open drainage network? | Y/N | NO | YES | YES | YES | NO
82 | Length of open drainage network | km | 0 | 1.9 | 1.9 | 1.9
83 | Area covered by open drainage network | sq. km | 0 | ND | ND | 0.5
| Augmentation and efficiency of network | Unit | FY 2008-2009 | FY 2009-2010 | FY 2010-2011 | FY 2011-2012 | FY 2012-2013
84 | Does the ULB have a plan to develop/augment its sewer network? | Y/N |  | YES | YES | YES | YES
85 | Does the ULB contract out services related to O&M operations for sewerage? | Y/N |  | NO | NO | NO | NO
86 | Number of sewage pumps replaced/repaired in the current year | Number |  | 2 | 3 | 2 | 2
87 | Number of HHs with individual toilets in the city | Number | 12734 | 14925 | 15299 | 14072 | 14215
88 | Number of residential sewer connections in the city | Number | 0 | ND | ND | 6926 | 11882
89 | Number of non-residential sewer connections in the city | Number | 0 | ND | ND | 302 | 2536
90 | Number of new sewer connections provided in the current year | Number |  | ND | ND | 212 | 315
91 | Number of sewer overflows reported in the current year | Number |  | ND | ND | ND | 1
92 | Does the ULB have a sewage treatment plant? | Y/N | NO | YES | YES | YES | YES
93 | If Yes, specify type of treatment | (1/2/3) |  | 3 | 3 | 3 | 3
1: UASB, 2: Lagoons, 3: Oxidation pond
| Reuse of wastewater | Unit | FY 2008-2009 | FY 2009-2010 | FY 2010-2011 | FY 2011-2012 | FY 2012-2013
94 | Does the ULB charge for untreated/treated wastewater that is reused? | Y/N |  | NO | NO | NO | NO
95 | If Yes, please specify the rate for untreated wastewater | Rs/MLD
96 | If Yes, please specify the rate for treated wastewater | Rs/MLD
97 | Is quality of untreated wastewater tested before disposal/reuse? | Y/N |  | NO | NO | NO | NO
98 | If yes, effluent samples that have been tested for untreated wastewater | Number
99 | If yes, effluent samples that have passed for untreated wastewater | Number
100 | Is the untreated waste water being reused? | Y/N |  | YES | YES | NO | NO
101 | If Yes, estimated volume of untreated wastewater reused | MLD |  | 0 | 0
102 | If Yes, specify the purpose | (1/2/3) |  | 1 | 1
1:Agriculture,2:Sewage farms,3:Others,specify
| Means of disposal of waste water | Unit | FY 2008-2009 | FY 2009-2010 | FY 2010-2011 | FY 2011-2012 | FY 2012-2013
103 | Sullage | (1/2/3) |  | 1 | 1 | 2 | 3
104 | Untreated waste water | (1/2/3) |  | 2 | 2 | 2 | 3
105 | Treated waste water | (1/2/3) |  | 4 | 4 | 4 | 4
1:on land,2:in water bodies,3:Others,specify
| In areas of ULB/ ULBs with no sewer/drainage network | Unit | FY 2008-2009 | FY 2009-2010 | FY 2010-2011 | FY 2011-2012 | FY 2012-2013
106 | Estimated properties connected to septic tanks | Number |  | NA | NA | NA | 392
107 | Estimated properties connected to soak pits | Number |  | 18654 | 19396 | 17782 | 11000
108 | Estimated number of septic tanks in the ULB | Number |  | NA | NA | NA | ND
109 | Estimated number of septic tanks cleaned annually | Number |  | ND | ND | ND | ND
110 | If means of disposal is by septic tanks, agency for cleaning septic tanks? | (1/2/3) |  | 1 | 1 | 1 | 1
1:ULB, 2:Private agency, 3:Both
111 | Charge levied by agency for emptying septic tanks inside city limits | Rs/trip |  | 600 | 600 | ND | ND
112 | Charge levied by agency for emptying tanks outside city limits | Rs/trip |  | 600 | 600 | ND | ND
113 | Does the ULB have facilities to treat septage? | Y/N |  | NO | NO | NO | NO
114 | If yes, then specify installed capacity of septage treatment facility | Cu.m / Year |  | NA | NA | NA | NA
115 | If yes, then specify quantity of septage received at treatment facility | Cu.m / Year |  | NA | NA | NA | NA
116 | If yes, then specify quantum of treated septage reused after treatment | Kgs / Year |  | NA | NA | NA | NA
117 | Number of Treated Septage Samples Tested in a year | Number |  | NA | NA | NA | NA
118 | Number of Treated Septage Samples Passed in a year | Number |  | NA | NA | NA | NA
119 | Location of disposal of septic tank waste | (1/2/3) |  | 1 | 1 | 1 | 1
1: Sewage treatment plants(inclu. Functional oxidation ponds), 2: Open dumps, 3: Water bodies
ADDITIONAL INFORMATION ON SOLID WASTE MANAGEMENT
4 | Solid Waste Management
|  | Unit | FY 2008-2009 | FY 2009-2010 | FY 2010-2011 | FY 2011-2012 | FY 2012-2013
120 | Total number of wards in the city | Number |  | 12 | 12 | 12 | 12
Number of wards covered by primary collection agencies for SWM
121 | ULB | Number |  | 7 | 7 | 7 | 9
122 | Private | Number |  | 5 | 5 | 5 | 3
123 | Resident Welfare Associations | Number |  | 0 | 0 | 0 | 0
124 | NGO/CBOs | Number |  | 0 | 0 | 0 | 0
125 | Number of sweepers deployed | Number | 124 | 112 | 112 | 127 | 142
126 | Total length of road swept | km | 30.8 | 28 | 28 | 30 | 38
127 | Number of secondary storage bins | Number |  | 48 | 48 | 48 | 60
128 | Capacity of secondary storage bins | tonnes |  | 1.25 | 1.25 | 1.5 | 1.25
129 | Frequency of secondary collection of waste | days |  | 12 | 12 | 12 | 2
Does the ULB contract out services related to
130 | Secondary collection? | Y/N |  | NO | NO | NO | NO
131 | Transportation? | Y/N |  | NO | NO | NO | NO
132 | Treatment? | Y/N |  | NO | NO | NO | YES
133 | Disposal? | Y/N |  | NO | NO | NO | NO
ADDITIONAL INFORMATION ON FINANCE
5 | Financial Details for ULB
| Receipts and Expenditure | Unit | FY 2008-2009 | FY 2009-2010 | FY 2010-2011 | FY 2011-2012 | FY 2012-2013
134 | Capital receipts of ULB | Rs. In Lakhs | 182.19 | 48 | 553 | 1954.08 | 1954.08
Capital expenditure for municipal services
135 | Water supply | Rs. In Lakhs | 0 | 72 | 4 | 347.29 | 347.29
136 | Wastewater | Rs. In Lakhs | 0 | 33 | ND | 11.61 | 11.61
137 | MSWM | Rs. In Lakhs | 0 | 1 | ND | 9.9 | 9.9
138 | Others | Rs. In Lakhs | 0 | 190 | 261 | 979.36 | 979.36
139 | Total | Rs. In Lakhs | 0 | 296 | 265 | 1348.16 | 1348.16
140 | Total Revenue Income of ULB | Rs. In Lakhs | 461.83 | 644 | 763 | 948.82 | 948.82
141 | Total Revenue Expenditure of ULB | Rs. In Lakhs | 472.32 | 616 | 523 | 606.64 | 606.64
142 | Total payment due to the state electricity board for oustanding electricity bills and penalties | Rs. In Lakhs |  | 0 | 0 | 0 | 0
143 | Total payments due for bulk supply (irrigation, Narmada etc,.) including charges and penalties | Rs. In Lakhs |  | 0 | 0 | 350 | 374.2
| Improving Collection efficiency | Unit | FY 2008-2009 | FY 2009-2010 | FY 2010-2011 | FY 2011-2012 | FY 2012-2013
Does the ULB levy charge in the form of taxes, user fees, etc for providing services related to
144 | Water supply? | Y/N |  | YES | YES | YES | YES
145 | Wastewater (Sanitation and Sewerage)? | Y/N |  | YES | YES | YES | YES
146 | MSWM? | Y/N |  | YES | YES | YES | YES
147 | SWD? | Y/N |  | NO | NO | NO | NO
148 | Connection charge for individual water connection for slums in city | Rs |  | 600.0 | 600.0 | 600.0 | 600.0
149 | Connection charge for individual water connection in non poor HHs in city | Rs |  | 600.0 | 600.0 | 600.0 | 600.0
150 | Does the ULB facilitate payment of bills through banks? | Y/N |  | YES | YES | YES | YES
151 | Does the ULB have various mechanisms to facilitate collection of bills at ward level like e-kiosks, civic centres,etc? | Y/N |  | NO | NO | NO | NO
152 | Does the ULB outsource its bill collections to private agencies, etc? | Y/N |  | NO | NO | NO | NO
153 | What is the penalty for late payment? | Rs |  | 12.0 | 12.0 | 12.0 | 12.0
S.No | EQUITY RELATED INDICATORS | Unit | FY 2008-2009 | FY 2009-2010 | FY 2010-2011 | FY 2011-2012 | FY 2012-2013
1 | Coverage of water supply connections in slums | % | 0 | 100 | 100 | 69.9554 | 77.6119
2 | Coverage of individual toilets in slums | % | 0 | 86.9701 | 82.5589 | 69.9554 | 74.6269
3 | Coverage of wastewater network services in slums | % | 0 | nd | nd | 6.9383 | 7.3383
4 | Household level coverage of solid waste management services in slums | % | 100 | 100 | 100 | 100 | 99.5025
S.No | EQUITY RELATED RELIABILITY GRADES |  | FY 2008-2009 | FY 2009-2010 | FY 2010-2011 | FY 2011-2012 | FY 2012-2013
1 | Coverage of water supply connections in slums |  |  | A | A | D | D
2 | Coverage of individual toilets in slums |  |  | A | A | D | D
3 | Coverage of wastewater network services in slums |  |  | A | A | D | D
4 | Household level coverage of solid waste management services in slums |  |  | A | A | D | D
S.No | Local Action Indicators | Unit | FY 2008-2009 | FY 2009-2010 | FY 2010-2011 | FY 2011-2012 | FY 2012-2013
Coverage
1 | % of slum settlements having internal water supply network | % | 0 | 100 | 100 | 100 | 100
2 | % of slum settlements having internal wastewater network | % | 0 | 88.8889 | 87.5 | 87.5 | 87.5
3 | Presence of policy enabling provision for services in slums | Y/N | 0 | YES | YES | YES | YES
4 | Efforts made to simplify connection procedures for slum HHs | Y/N | Y | Y | Y | Y | Y
5 | % of uncovered HHs covered with water connections in slums during the year | % | 0 | nd | nd | nd | 41.3889
6 | Number of toilets constructed during the year | Number | 0 | nd | nd | 100 | 101
7 | % of households defecating in open in slums | % | 84 | nd | nd | 20.4965 | nd
8 | % of population with access to improved water services in slums | % | 5.2632 | #VALUE! | #VALUE! | #VALUE! | #VALUE!
9 | % of population with access to improved sanitation services in slums | % | 16 | nd | nd | 22.0794 | nd
10 | % budget for pro poor activities | % | 0 | nd | nd | 10 | 15
11 | Connection charge for urban poor to non poor HHs in water supply | % | #DIV/0! | 100 | 100 | 100 | 100
12 | Connection charge for urban poor to non poor HHs in wastewater | % | #DIV/0! | 100 | 100 | 100 | 100
13 | % of expenditure in slums to total ULB expenditure | % | 0 | nd | nd | 8 | 10
| Parameters for composite score | Unit | FY 2008-2009 | FY 2009-2010 | FY 2010-2011 | FY 2011-2012 | FY 2012-2013
1 | Policy and strategy enabling service provision to slums
| Does the ULB have any policy that enables provision of services to slums? | Y/N | 0 | NO | NO | NO | NO
| Does the ULB have any criteria in providing individual connections to slum households? | Y/N | 0 | 0 | 0 | 0 | 0
| Are external agencies involved in service provisions to slums? | Y/N | 0 | NO | NO | NO | NO
2 | Service provision
| Does the ULB have a specific department or cell responsible for service provision to slums? | Y/N | 0 | NO | NO | YES | YES
| Has the ULB provided individual water connections in the current year | Y/N | N | Y | Y | Y | Y
| Has the ULB provided individual toilets in the current year | Y/N | N | Y | Y | Y | Y
| Do 50% or more HHs have individual water connections? | Y/N | N | Y | Y | Y | Y
| Do 50 % or more HHs have individual toilets? | Y/N | N | Y | Y | Y | Y
| Composite score |  | FY 2008-2009 | FY 2009-2010 | FY 2010-2011 | FY 2011-2012 | FY 2012-2013
1 | Policy and strategy enabling service provision to slums |  | 1 | 1 | 1 | 1 | 1
| Does the ULB have any policy that enables provision of services to slums? |  | 0 | 0 | 0 | 0 | 0
| Does the ULB have any criteria in providing individual connections to slum households? |  | 1 | 1 | 1 | 1 | 1
| Are external agencies involved in service provisions to slums? |  | 0 | 0 | 0 | 0 | 0
2 | Service provision |  | 0 | 4 | 4 | 4 | 4
| Does the ULB have a specific department or cell responsible for service provision to slums? |  | 0 | 0 | 0 | 0 | 0
| Has the ULB provided individual water connections in the current year |  | 0 | 1 | 1 | 1 | 1
| Has the ULB provided individual toilets in the current year |  | 0 | 1 | 1 | 1 | 1
| Do 50% or more HHs have individual water connections? |  | 0 | 1 | 1 | 1 | 1
| Do 50 % or more HHs have individual toilets? |  | 0 | 1 | 1 | 1 | 1
| Composite score |  | 1 | 5 | 5 | 5 | 5
Note on B54: Anitha Renovation means application of certain material like epoxy resine, cement mortar to strengthen the pipe
Note on B105: Anitha Renovation means application of certain material like epoxy resine, cement mortar to strengthen the pipe

## Guidelines
STANDARDISED SERVICE LEVEL BENCHMARKS
PERFORMANCE ASSESSMENT SYSTEM (PAS) PROJECT
TARGET MODEL
USER GUIDE | ULB TARGET |  | GUIDELINES
Guidelines for arriving at block costs |  |  | Assumptions for grouping of KPIs
Water supply | Wastewater | Solid Waste
Guidelines for arriving at block costs
Performance of each KPI can be improved by various actions. For each ULB, the appropriate action may differ based on local issues and availability of resources. The table below provides a list of these actions for each KPI for all three sub-sectors. Based on contextual understanding, the city needs to choose from these actions and calculate block cost estimates. Appropriately adjusted block costs can be used as inputs in the Model.
Water supply
Indicator | Action | Timeline | Expenditure/Income
Coverage of individual water supply connections (%)
Expenditure required by ULB to achieve target (Coverage of individual water connection can be increased by following action) | Add connections within existing distribution network | Within 1 year | No cost; this activity will increase water supply revenue
| Identify and regularise illegal connection | Within 1 year | Low cost; this activity will increase water supply revenue
| Lay down distribution network to serve unserved area | Minimum 2 to 5 years for proposal and detailed project report (DPR) preparation, approval and project implementation. | Rs. 20 lakh to 40 lakh per km distribution network lay down
Per capita supply at consumption end (lpcd)
Expenditure required to augment water resource | Construction of borewells (if groundwater is easily available and good quality) | Within 1 year | Rs. 80,000 to Rs. 2,00,000 per borewell (Depends on depth of borewell and type of soil)
| Augmentation of lake, pond etc. | About 1 to 3 years for DPR preparation, approval and implementation | Cost will depend on desilting required
| Augmentation of river source | About 2 to 5 years for project proposal, DPR preparation, approval and implementation | Cost will depend on depth of intake structure and length of transmission network
| Bulk water purchase | Within 1 year | Cost will depend on length of transmission network laid down from tapping point to the city. Additional revenue expenditure for Narmada water purchase. This is Rs. 4/kl for municipalities and Rs. 6/kl for municipal corporations
Expenditure required to augment treatment capacity | Construction of water treatment plant | About 1 to 3 years for Project preparation, approval and implementation | Rs. 10 - 20 lakh per MLD
Extent of functional metering of water supply connections (%)
Expenditure to additionally meter water supply connections | Installation of water meters | About 1 - 2 years | Rs. 2,000 - 50,000 per meter. Cost will vary based on type of the meter installed like multi-jet dry type wheel meter costs Rs. 2000/ meter whereas automated reading system costs Rs 50,000/meter
Reduction of Non Revenue Water (%)
Expenditure required to conduct and implement water audit recommendations | Repairing of valves & ESRs, staff awareness to prevent overflows | Within 1 year | Low cost
| Preliminary water audit | Within 3 months | Rs. 2 - 10 lakh. Depend on the no. of sources, WTP, WDS and water supply timings
| Water audit and leak detection study | Minimum 1 to 2 years for proposal, tendering, field study and report preparation | Rs. 8.5 lakh for unmetered water supply scheme having population of 25,000 OR Rs. 6.3 lakh for metered water supply schemes having population of 25,000. For more details refer
ANNEXE NO.1
| Replacement of service connection | Minimum 1 to 3 years for assessment and replacement | Cost will depend on no of connections replaced. Rs. 1,000 - 2,000 per unmetered connection and Rs. 5,000 - 10,000 per metered connections
| Repairing/replacement of trunk/transmission/distribution line | Minimum 1 to 3 years for assessment and replacement | Cost will depend on length of trunk/transmission/distribution line repaired or replaced
Continuity of supply (Hours of supply in a day)
Expenditure required to improve continuity of water supply | GIS mapping, Hydraulic Modelling and installation of Bulk Flow Meters and DPR preparation | Minimum 1 to 2 years for proposal, tendering, field study and report preparation | Cost will depend on size of city, length and nodes of water supply network, no. of bulk flow meters etc. For more details refer
ANNEXE NO.2
| Implementation of 24x7 water supply | Minimum 2 to 5 years for implementation | Cost will depend on % of distribution network to be replaced. If entire distribution network is to be replaced, then cost required would be average Rs 5,000 per person
Efficiency in redressal of customer complaints (%)
Expenditure required to improve customer redressal complaints | Establish manual complaint redressal system | Immediate | Low cost; Prepare citizen charter and manual complain redressal system
| Establish computerised complaint redressal system | Immediate | Average cost - Rs. 10 lakh. This will include mobile application, software and hardware cost
Quality of water supplied (%)
Expenditure required to construct/improve water quality | Establish system for chlorination | Within 1 year | Rs. 1 - 2 lakh per no of installations at WTP and/or WDS
Efficiency in collection of current water supply related charges (%)
Expenditure required to improve collection efficiency | Special drive for collection of bills | Within 1 year | Low cost
| Computerised billing and collection software | 1 to 2 years | Rs. 7 - 10 lakh (including cost of software and hardware procurement)
O&M Cost recovery for water supply services (%)
Revenue demand per connection (Rs./connection) | Water tariff revision | Immediate after getting approval from elected wing | Low cost (Revised water tariff per connection)
Water supply revenue expenditure (Expenditure required to conduct and implement energy audit recommendations) | Conduct energy audit | Within 1 year | Rs. 5,000 to 10,000 per pump
| Implement energy audit recommendation like pump retrofication or repairing | Within 1 year | Low cost
| Implement energy audit recommendation like pump replacement | 1 to 2 years | Cost will be depend on the no and power of pumps to be replaced
Wastewater
Indicator | Action | Timeline | Expenditure / Income
Coverage of Toilets
Expenditure required to construct new individual toilet facilities | Individual toilets construction | Within 1 - 2 years for beneficiary identification and then implementation | Rs. 10,000/ individual toilet construction
Expenditure required to construct new community toilet facilities | Community toilets construction | Within 1 - 2 years for implementation | Rs. 20,000/ toilet seat construction, excluding cost related to IEC activities like public awareness etc.
Coverage of wastewater network services
Expenditure required by ULB to achieve target (Coverage of wastewater network services can be increased by following action) | Add connections within existing wastewater collection network | Within 1 year | No cost; this activity will increase sewerage tax income
| Lay down wastewater collection network | Minimum 2-5 years for proposal and DPR preparation, approval and project implementation | Rs. 25 to 50 lakh per km wastewater collection network lay down
Collection efficiency of wastewater networks
Additional augmentation of sewerage network done/required to collect sewage (MLD) | Note: Expenses for improving collection efficiency of wastewater network is included in coverage of wastewater network services and adequacy of wastewater treatment capacity
Expenditure required to augment STP capacity (Rs. in lakh)
Adequacy of wastewater treatment capacity
Expenditure required to augment STP capacity | STP Construction | About 1 to 3 years for project preparation, approval and implementation | Rs. 45 - 60 lakh per MLD
Extent of reuse and recycle of wastewater
Expenditure required to augment/install reuse or recycle facilities | Reuse treated wastewater for agriculture purpose | Within 1 year | Rs. 5 - 20 lakh/MLD for oxidation pond or aerated lagoon construction
| Construction of tertiary treatment facility | About 1 to 3 years for project preparation, approval and implementation | Cost will depend on type of treatment facilities provided like activated carbon filter, membrane based etc.
Quality of sewage treatment
Expenditure required to improve quality of sewage treated | Improve primary and secondary treatment efficiency | Within 1 year | Cost will depend on modifications done in treatment unit to improve treatment plan efficiency like modification in grit chamber, screen, aeration system etc.
Efficiency in redressal of customer complaints
Expenditure required to improve customer redressal complaints | Note: Expenses for improving complaint redressal for wastewater is included in water supply.
Efficiency in collection of wastewater related charges
Revenue income generated with improved collection | Note: Expenses for improving collection efficiency for wastewater is included in water supply.
O&M Cost recovery for wastewater services
Wastewater revenue income | Water tariff revision | Immediately after approval from elected wing | Low cost (revised water tariff per connection)
Solid Waste
Indicator | Action | Time line | Expenditure / Income
Household level coverage of solid waste management services (%)
Expenditure required by urban local body (ULB) to achieve target | Additional HHs to be covered with help of installation of primary collection equipment | Around 1 year | Low cost; this activity will increase solid waste income, Block cost of a primary collection vehicle is Rs. 21,000, Block cost of one primary collection equipment/HH = Rs. 84
The number of primary collection equipment that should be provided also depends on number of HHs that need to be added, as per the CPHEEO norm, one sweeper can cover around 150-250 HHs
Efficiency of collection of municipal solid waste (%)
Expenditure required by ULB to achieve target | Installation of secondary collection bins | Around 1 year | Block cost of a secondary collection bin of 7 cum capacity (3.5 MT capacity) is Rs. 48,000 , Block cost of secondary storage bins per MT of waste = Rs. 13,714
The number of bins to be placed in the city would also depend on waste generated. As per CPHEEO norms, the bins to be placed in a city should be double the waste generated in the city
Distance between secondary bins is also a important parameter. As per CPHEEO norms, such bins should be at a distance not exceeding 250 meters from the place of work of the sweepers. The distance between two bins should, therefore, not exceed 500 meters. The distance between the bins can be determined on the basis of the load of garbage/refuse that is likely to be received at the container from the area concerned
Extent of segregation of municipal solid waste (%)
Expenditure required by ULB to achieve target | Installation of two bin system at HH level | Around 1 year | It’s a low cost action. The implication of these actions will be on treatment plant efficiency
Extent of municipal solid waste recovered(%)
Expenditure required by ULB to achieve target | Installation of treatment facility it can be either vermi-composting plant, composting plant and waste to energy plant | Around 2-3 Years | It is substantial cost intervention. The block cost of setting up a composting plant is Rs. 7 - 8 lakh. This activity will have implication on solid waste income that will be generated by selling of fertiliser
Extent of scientific disposal of municipal solid waste (%)
Expenditure required by ULB to achieve target | Construction of scientific landfill site | - | Cost will depend on size of city, quantum of waste generated in city, quantum of waste refuse coming from the treatment facility. Block cost of landfill site per year in Rs./MT = 38,087
| Installation of weigh bridge | Within 1 year | Installation of weigh bridge would be useful as this would be useful to weigh the waste at treatment as well as disposal site.
Efficiency in redressal of customer complaints (%)
Note: Expenses for improving complaint redressal for solid waste management is included in water supply.
Efficiency in collection of solid waste management related charges (%)
Note: Expenses for improving collection efficiency for solid waste management is included in water supply.
O&M Cost recovery for solid waste management services (%)
Revenue demand per HH (Rs./HH) | Solid waste management tariff revision | Immediately after approval from elected wing | Low cost (Revised solid waste management tariff per HH)
Solid waste management revenue expenditure | Construction of transfer station | Within 1 year | The cost will depend upon quantum of waste coming to the transfer station. The capital cost of construction is substantial, but the fuel charges for transporting the waste is reduced. As per CPHEEO, for large cities where disposal sites are more than 10 km away from the city boundary and smaller vehicles are used for transportation of waste, it is economical to have a transfer station
| Plans for tracking vehicle movements to minimise fuel costs for collection, transportation activities and even at treatment and disposal site | Immediate | Low cost action. This would have major implication in reduction of fuel charges for transportation, treatment and disposal facility.
Assumptions for grouping of KPIs
Key performance indicators in the target sheet are grouped in three categories, namely Red, Yellow and Green based on their values. Red group are low performing cities while green group cities are good performers. The table below complies the ranges for each of the KPI.
KPI | RED | YELLOW | GREEN
WATER SUPPLY
Coverage of individual water supply connections (%) | 0-60% | 60-80% | 80-100%
Per capita supply at consumption end (lpcd) | 0-60% | 60-80% | 80-100%
Extent of functional metering of water supply connections (%) | 0-5% | 5-25% | 25-100%
Non revenue water (%) | >30% | 20-30% | <20%
Continuity of supply (Hours of supply in a day) | 0-2 | 2-15 | 15-24
Days of supply in a month | 0-15 | 15-25 | 25-30
Efficiency in redressal of customer complaints (%) | 0-50% | 50-90% | 90-100%
Quality of water supplied (%) | 0-50% | 50-90% | 90-100%
Efficiency in collection of current water supply related charges (%) | 0-50% | 50-80% | 80-100%
O&M Cost recovery for water supply services (%) | 0-50% | 50-80% | 80-100%
WASTEWATER
Coverage of toilets | 0-60% | 60-80% | 80-100%
Coverage of wastewater network services | 0% | 0-50% | 50-100%
Collection efficiency of wastewater networks | 0% | 0-50% | 50-100%
Adequacy of wastewater treatment capacity | 0% | 0-50% | 50-100%
Extent of reuse and recycle of wastewater | 0% | 0-50% | 50-100%
Quality of sewage treatment | 0-50% | 50-90% | 90-100%
Efficiency in redressal of customer complaints | 0-50% | 50-90% | 90-100%
Efficiency in collection of wastewater related charges | 0-50% | 50-80% | 80-100%
O&M cost recovery for wastewater services (%) | 0-50% | 50-80% | 80-100%
SOLID WASTE
Household level coverage of solid waste management services | 0-60% | 60-80% | 80-100%
Efficiency of collection of municipal solid waste | 0-60% | 60-80% | 80-100%
Extent of segregation of municipal solid waste | 0-25% | 25-50% | 50-100%
Extent of municipal solid waste recovered | 0-25% | 25-50% | 50-100%
Extent of scientific disposal of municipal solid waste | 0-25% | 25-50% | 50-100%
Efficiency in redressal of customer complaints | 0-50% | 50-90% | 90-100%
Efficiency in collection of solid waste management related charges | 0-50% | 50-80% | 80-100%
O&M Cost recovery for solid waste management (%) | 0-50% | 50-80% | 80-100%
Annexure: Schedule of rates for Water Audit
1. Water Audit
A) For un-metered water supply schemes |  |  | Values in Rs
i) For towns up to population of 25,000 |  | L.S. | 850000
ii) Add for population above 25,000 up to 50,000 |  | per 1000 | 30000
iii) For towns of population 50,000 |  | L.S. | 1600000
iv) Add for population above 50,000 up to 100,000 |  | per 1000 | 25000
v) For towns of population 100,000 |  | L.S. | 2850000
vi) Add for population above 100,000 up to 150,000 |  | per 1000 | 20000
vii) For towns of population 150,000 |  | L.S. | 3850000
viii) Add for population above 150,000 up to 200,000 |  | per 1000 | 17000
ix) For towns of population 2,00,000 |  | L.S. | 4700000
x) Add for population above 200,000 |  | per 1000 | 15000
B) For metered water supply schemes
i) For towns up to population of 25,000 |  | L.S. | 630000
ii) Add for population above 25,000 up to 50,000 |  | per 1000 | 21320
iii) For towns of population 50,000 |  | L.S. | 1163000
iv) Add for population above 50,000 up to 100,000 |  | per 1000 | 16740
v) For towns of population 100,000 |  | L.S. | 2000000
vi) Add for population above 100,000 up to 150,000 |  | per 1000 | 12000
vii) For towns of population 1,50,000 |  | L.S. | 2600000
viii) Add for population above 150,000 up to 200,000 |  | per 1000 | 8000
ix) For towns of population 200,000 |  | L.S. | 3000000
x) Add for population above 200,000 |  | per 1000 | 4000
2. GIS mapping
i) Supply and installation of GIS software |  | Each | 195000
ii) Procurement of satellite image
a) Upto min area of 64 sq. km. |  | 64 sq. km. | 90000
b) Beyond 64 Sq. km. |  | sq. km | 1350
iii) Digitization of satellite image |  | sq. km | 6250
iv) Physical survey
a) Transport Network |  | Km | 1500
b) Hydrology
For Length Oriented items like pipe lines, dams etc. |  | Km | 1500
c) Administration zones and wards |  | Km2 | 500
3. Hydraulic Modelling
i) Supply and installation of software with provision of making analysis
1000 nodes |  | No. | 450000
ii) Providing and designing and calibration of hydraulic model of existing and proposed water supply scheme |  | per node | 600
Note: Rates given by MJP, Maharashtra year 2008 - 09
Note on F26: PAS: Indicative cost
Note on F27: PAS: Indicative cost
Note on F28: PAS: Cost for network laid down Rs/km
Note on F38: PAS: Indicative cost